## Global
Property | value | description
Support timeframe | 2030 | Modelled year for intertemporal planning
CO2 limit | inf | Limits the sum of all created (as calculated by commodity_balance) CO2 in all sites To disable, set value to "inf" or simply delete this line

## Site
Name | area
Campus | 100000

## Commodity
Site | Commodity | Type | price | max | maxperhour
Campus | Solar S 30° | SupIm | #N/A | #N/A | #N/A
Campus | Solar WE 10° | SupIm | #N/A | #N/A | #N/A
Campus | Elec | Demand | #N/A | #N/A | #N/A
Campus | Heat | Demand | #N/A | #N/A | #N/A
Campus | Cold | Demand | #N/A | #N/A | #N/A
Campus | Heat low | Demand | #N/A | #N/A | #N/A
Campus | Gas | Stock | 30 | inf | inf
Campus | H2 | Stock | 0 | 0 | 0
Campus | IS CC | Stock | 0 | 0 | 0
Campus | Slack | Stock | 99999 | inf | inf
Campus | Geothermal Heat | Buy | 1 | inf | inf
Campus | Gridelec Mix | Buy | 1 | inf | inf
Campus | Gridelec Green | Buy | 1 | inf | inf
Campus | CO2 | Env | 7.5 | inf | inf

## Process
Site | Process | cap-lo | cap-up | max-grad | min-fraction | inv-cost | fix-cost | var-cost | startup-cost | wacc | depreciation | area-per-cap
Campus | PV S 30° | 0 | 100 | inf | 0 | 800000 | 5000 | 0 | 0 | 0.05 | 20 | 14000
Campus | PV WE 10° | 0 | 100 | inf | 0 | 800000 | 5000 | 0 | 0 | 0.05 | 20 | 9000
Campus | Solarthermal | 0 | 100 | inf | 0 | 1000000 | 20000 | 5 | 0 | 0.05 | 20 | 5200
Campus | Gas Turbine Cheng Cycle | 0 | 15 | inf | 0.99 | 0 | 25000 | -6.5 | 99999 | 0.05 | 25 | #N/A
Campus | Gas Turbine Cheng Cycle hd | 0 | 15 | inf | 0 | 0 | 0 | 9 | 0 | 0.05 | 25 | #N/A
Campus | Gas Turbine Cheng Cycle ed | 0 | 15 | inf | 0 | 0 | 0 | 12 | 0 | 0.05 | 25 | #N/A
Campus | Gas Engine CHP | 0 | 100 | inf | 0 | 350000 | 0 | -3 | 0 | 0.05 | 15 | #N/A
Campus | MC Fuel Cell CHP | 0 | 100 | inf | 0 | 2000000 | 50000 | 18 | 0 | 0.05 | 20 | #N/A
Campus | Gas Heater | 0 | 45 | inf | 0 | 0 | 0 | 4 | 0 | 0.05 | 30 | #N/A
Campus | Import Gridelec Mix | 0 | 100 | inf | 0 | 0 | 200000 | 0 | 0 | 0.05 | 50 | #N/A
Campus | Import Gridelec Green | 0 | 100 | inf | 0 | 0 | 200000 | 0 | 0 | 0.05 | 50 | #N/A
Campus | Import Geothermal Heat | 0 | 10 | inf | 0 | 0 | 1 | 0 | 0 | 0.05 | 30 | #N/A
Campus | Absorption Chiller | 0 | 100 | inf | 0 | 300000 | 0 | 2 | 0 | 0.05 | 25 | #N/A
Campus | Compression Chiller | 0 | 100 | inf | 0 | 1500000 | 0 | 24 | 0 | 0.05 | 25 | #N/A
Campus | Heat Changer | 0 | 100 | inf | 0 | 0 | 0 | 0 | 0 | 0.05 | 40 | #N/A
Campus | Heat Pump | 0 | 100 | inf | 0 | 2500000 | 0 | 36 | 0 | 0.05 | 25 | #N/A
Campus | Heating Rod | 0 | 100 | inf | 0 | 100000 | 2500 | 0 | 0 | 0.05 | 20 | #N/A
Campus | Shunt Elec | 0 | 100 | inf | 0 | 1 | 0 | 0 | 0 | 0.05 | 50 | #N/A
Campus | Shunt Heat | 0 | 100 | inf | 0 | 1 | 0 | 0 | 0 | 0.05 | 50 | #N/A
Campus | Shunt Heat low | 0 | 100 | inf | 0 | 1 | 0 | 0 | 0 | 0.05 | 50 | #N/A
Campus | Shunt Cold | 0 | 100 | inf | 0 | 1 | 0 | 0 | 0 | 0.05 | 50 | #N/A
Campus | Slack Elec | 0 | 100 | inf | 0 | 0 | 99999 | 0 | 0 | 0.05 | 50 | #N/A
Campus | Slack Heat | 0 | 100 | inf | 0 | 0 | 99999 | 0 | 0 | 0.05 | 50 | #N/A
Campus | Slack Heat low | 0 | 100 | inf | 0 | 0 | 99999 | 0 | 0 | 0.05 | 50 | #N/A
Campus | Slack Cold | 0 | 100 | inf | 0 | 0 | 99999 | 0 | 0 | 0.05 | 50 | #N/A

## Process-Commodity
Process | Commodity | Direction | ratio | ratio-min
PV S 30° | Solar S 30° | In | 1 | #N/A
PV S 30° | Elec | Out | 1 | #N/A
PV WE 10° | Solar WE 10° | In | 1 | #N/A
PV WE 10° | Elec | Out | 1 | #N/A
Solarthermal | Solar S 30° | In | 1 | #N/A
Solarthermal | Heat | Out | 1 | #N/A
Gas Turbine Cheng Cycle | Gas | In | 1 | 1
Gas Turbine Cheng Cycle | IS CC | Out | 1 | 1
Gas Turbine Cheng Cycle | CO2 | Out | 0.2 | 0.2
Gas Turbine Cheng Cycle hd | IS CC | In | 1 | #N/A
Gas Turbine Cheng Cycle hd | Heat | Out | 0.5 | #N/A
Gas Turbine Cheng Cycle hd | Elec | Out | 0.25 | #N/A
Gas Turbine Cheng Cycle ed | IS CC | In | 1 | #N/A
Gas Turbine Cheng Cycle ed | Heat | Out | 0.0433 | #N/A
Gas Turbine Cheng Cycle ed | Elec | Out | 0.38 | #N/A
Gas Engine CHP | Gas | In | 1 | #N/A
Gas Engine CHP | Heat | Out | 0.4 | #N/A
Gas Engine CHP | Elec | Out | 0.39 | #N/A
Gas Engine CHP | CO2 | Out | 0.2 | #N/A
MC Fuel Cell CHP | Gas | In | 1 | #N/A
MC Fuel Cell CHP | Elec | Out | 0.45 | #N/A
MC Fuel Cell CHP | Heat | Out | 0.25 | #N/A
MC Fuel Cell CHP | CO2 | Out | 0.2 | #N/A
Gas Heater | Gas | In | 1 | #N/A
Gas Heater | Heat | Out | 0.8 | #N/A
Gas Heater | CO2 | Out | 0.2 | #N/A
Import Gridelec Mix | Gridelec Mix | In | 1 | #N/A
Import Gridelec Mix | Elec | Out | 1 | #N/A
Import Gridelec Mix | CO2 | Out | 0.5 | #N/A
Import Gridelec Green | Gridelec Green | In | 1 | #N/A
Import Gridelec Green | Elec | Out | 1 | #N/A
Import Geothermal Heat | Geothermal Heat | In | 1 | #N/A
Import Geothermal Heat | Heat low | Out | 1 | #N/A
Absorption Chiller | Heat | In | 1 | #N/A
Absorption Chiller | Cold | Out | 0.7 | #N/A
Compression Chiller | Elec | In | 1 | #N/A
Compression Chiller | Cold | Out | 4 | #N/A
Heat Changer | Heat | In | 1 | #N/A
Heat Changer | Heat low | Out | 1 | #N/A
Heat Pump | Elec | In | 1 | #N/A
Heat Pump | Heat low | In | 5 | #N/A
Heat Pump | Heat | Out | 5 | #N/A
Heating Rod | Elec | In | 1 | #N/A
Heating Rod | Heat | Out | 0.98 | #N/A
Shunt Elec | Elec | In | 1 | #N/A
Shunt Elec | Elec | Out | 0 | #N/A
Shunt Heat | Heat | In | 1 | #N/A
Shunt Heat | Heat | Out | 0 | #N/A
Shunt Heat low | Heat low | In | 1 | #N/A
Shunt Heat low | Heat low | Out | 0 | #N/A
Shunt Cold | Cold | In | 1 | #N/A
Shunt Cold | Cold | Out | 0 | #N/A
Slack Elec | Elec | In | 1 | #N/A
Slack Elec | Elec | Out | 1 | #N/A
Slack Heat | Heat | In | 1 | #N/A
Slack Heat | Heat | Out | 1 | #N/A
Slack Heat low | Heat low | In | 1 | #N/A
Slack Heat low | Heat low | Out | 1 | #N/A
Slack Cold | Cold | In | 1 | #N/A
Slack Cold | Cold | Out | 1 | #N/A

## Transmission
Site In | Site Out | Transmission | Commodity | eff | inv-cost | fix-cost | var-cost | inst-cap | cap-lo | cap-up | wacc | depreciation

## Storage
Site | Storage | Commodity | cap-lo-c | cap-up-c | cap-lo-p | cap-up-p | eff-in | eff-out | inv-cost-p | inv-cost-c | fix-cost-p | fix-cost-c | var-cost-p | var-cost-c | depreciation | wacc | init | discharge
Campus | Reservoir | Heat | 0 | 100 | 0 | 100 | 0.95 | 0.8 | 400 | 2000 | 0 | 107 | 1 | 0 | 30 | 0.05 | 0.1 | 0
Campus | Battery | Elec | 0 | 100 | 0 | 100 | 0.95 | 0.95 | 100000 | 900000 | 0 | 5000 | 1 | 0 | 15 | 0.05 | 0.5 | 0
Campus | Ice Storage | Cold | 0 | 100 | 0 | 100 | 0.95 | 0.8 | 5000 | 15000 | 0 | 1000 | 1 | 0 | 30 | 0.05 | 0.5 | 0

## DSM
Site | Commodity | delay | eff | recov | cap-max-do | cap-max-up

## Demand
t | Campus.Elec | Campus.Heat | Campus.Heat low | Campus.Cold
0 | 0 | 0 | 0 | 0
1 | 11.5485 | 4.6341 | 0.27491 | 1.7663
2 | 12.01 | 4.5313 | 0.26431 | 1.8802
3 | 11.8121 | 4.5019 | 0.29149 | 1.9299
4 | 11.5026 | 4.3276 | 0.30103 | 1.7894
5 | 12.2934 | 4.6263 | 0.28963 | 1.7966
6 | 12.7524 | 4.5787 | 0.24692 | 1.9075
7 | 12.9981 | 4.5476 | 0.2595 | 1.8614
8 | 13.6351 | 4.4216 | 0.29198 | 1.9413
9 | 15.0254 | 4.4946 | 0.2894 | 1.9608
10 | 15.6789 | 4.6699 | 0.29252 | 2.0986
11 | 16.8218 | 4.4393 | 0.32272 | 2.0292
12 | 16.9241 | 4.7372 | 0.34031 | 1.9399
13 | 16.8722 | 4.6272 | 0.30836 | 1.9189
14 | 15.5562 | 4.6482 | 0.26373 | 1.8726
15 | 14.3146 | 4.4042 | 0.24564 | 2.0925
16 | 12.6982 | 4.418 | 0.22059 | 1.8892
17 | 12.5003 | 4.5 | 0.20342 | 1.9998
18 | 12.4706 | 4.4639 | 0.22869 | 1.9878
19 | 12.2599 | 4.3698 | 0.21628 | 1.9535
20 | 11.8957 | 4.7515 | 0.21019 | 1.9524
21 | 11.2277 | 4.3448 | 0.22229 | 1.9059
22 | 12.3077 | 4.8301 | 0.24961 | 1.8652
23 | 12.577 | 4.4879 | 0.28919 | 1.7862
24 | 11.8371 | 4.606 | 0.29237 | 1.9132
25 | 12.0193 | 4.7295 | 0.32688 | 1.7944
26 | 12.1171 | 4.7683 | 0.35434 | 1.9582
27 | 12.0709 | 5.2879 | 0.34602 | 1.978
28 | 12.0105 | 5.4692 | 0.36774 | 1.9841
29 | 11.584 | 6.4335 | 0.46852 | 1.966
30 | 12.1375 | 7.4088 | 0.51411 | 1.9219
31 | 12.2872 | 8.0385 | 0.59751 | 1.8424
32 | 13.4866 | 8.6325 | 0.62391 | 1.7969
33 | 14.5013 | 9.3602 | 0.68442 | 1.9188
34 | 15.8019 | 9.6099 | 0.70853 | 1.9317
35 | 16.1386 | 10.1237 | 0.74198 | 1.8915
36 | 17.0153 | 9.9554 | 0.76336 | 1.8071
37 | 16.9515 | 10.3332 | 0.75284 | 1.7551
38 | 15.676 | 8.5642 | 0.62559 | 1.8955
39 | 14.3004 | 7.1502 | 0.54115 | 1.8131
40 | 13.7836 | 6.3395 | 0.43729 | 2.0173
41 | 12.6808 | 5.6354 | 0.40487 | 1.8374
42 | 12.0455 | 5.3784 | 0.39937 | 1.9568
43 | 11.8947 | 5.9174 | 0.40017 | 1.9336
44 | 12.5597 | 6.5368 | 0.46772 | 1.7547
45 | 11.7436 | 7.4903 | 0.53137 | 1.9418
46 | 11.9577 | 8.2574 | 0.57484 | 1.8104
47 | 11.6405 | 8.5719 | 0.59671 | 1.9024
48 | 11.455 | 8.9927 | 0.6607 | 1.8976
49 | 12.1257 | 9.5162 | 0.69322 | 1.87
50 | 11.9641 | 9.9395 | 0.74088 | 1.8491
51 | 11.7721 | 10.3715 | 0.79058 | 2.0049
52 | 12.2242 | 11.1182 | 0.83573 | 2.0771
53 | 12.0408 | 11.1614 | 0.83447 | 1.8955
54 | 11.9904 | 11.3525 | 0.85135 | 1.9245
55 | 13.0273 | 11.5396 | 0.88063 | 2.0877
56 | 13.2082 | 11.5965 | 0.86969 | 2.203
57 | 14.3553 | 11.8027 | 0.85356 | 1.9803
58 | 16.0782 | 11.6134 | 0.87842 | 1.8233
59 | 16.9979 | 11.7664 | 0.89125 | 1.9453
60 | 17.0962 | 11.6376 | 0.87975 | 1.8786
61 | 16.9027 | 11.1108 | 0.81608 | 2.0524
62 | 15.9394 | 7.8893 | 0.60784 | 2.1792
63 | 13.9349 | 5.4962 | 0.38109 | 2.3565
64 | 13.9433 | 4.4786 | 0.19991 | 2.0588
65 | 12.2123 | 4.3844 | 0.20486 | 1.8205
66 | 11.9033 | 4.6285 | 0.20084 | 1.8679
67 | 12.0883 | 4.6268 | 0.21071 | 2.1188
68 | 11.8655 | 4.8315 | 0.20428 | 1.764
69 | 11.5437 | 4.446 | 0.25564 | 1.8563
70 | 12.5329 | 4.7157 | 0.28982 | 2.0662
71 | 12.4323 | 5.4405 | 0.42073 | 1.9776
72 | 11.9381 | 6.2604 | 0.43801 | 2.0306
73 | 12.1566 | 7.2821 | 0.4861 | 1.826
74 | 12.0733 | 8.0537 | 0.55644 | 2.0003
75 | 11.5438 | 8.5719 | 0.61895 | 1.9424
76 | 12.1854 | 9.1902 | 0.68816 | 1.913
77 | 11.9378 | 10.4459 | 0.78662 | 2.1047
78 | 12.3141 | 11.7865 | 0.85645 | 1.9082
79 | 12.7009 | 12.5421 | 0.93894 | 1.8432
80 | 13.4489 | 13.7708 | 0.98583 | 1.9381
81 | 14.4818 | 13.5543 | 1.0584 | 1.7609
82 | 15.9563 | 14.4036 | 1.1157 | 1.8261
83 | 16.2755 | 15.0811 | 1.1411 | 1.9143
84 | 17.8157 | 15.4231 | 1.1835 | 1.8855
85 | 16.8812 | 14.9748 | 1.1283 | 1.9684
86 | 15.7295 | 13.4797 | 0.9985 | 2.0481
87 | 14.0727 | 11.5178 | 0.90498 | 2.1252
88 | 13.7738 | 10.9155 | 0.79911 | 1.9981
89 | 13.0024 | 10.5572 | 0.76921 | 2.0035
90 | 12.5873 | 10.4664 | 0.75579 | 2.0113
91 | 12.3907 | 10.6114 | 0.77967 | 1.7907
92 | 12.4823 | 11.491 | 0.82458 | 2.0235
93 | 11.8905 | 12.0141 | 0.93038 | 1.857
94 | 12.0828 | 13.0625 | 0.95797 | 2.0364
95 | 11.7663 | 13.853 | 1.0116 | 2.0758
96 | 12.2318 | 14.3588 | 1.0789 | 1.7443
97 | 12.4075 | 14.9397 | 1.1362 | 1.9005
98 | 12.3758 | 15.7528 | 1.1876 | 1.9087
99 | 11.2045 | 15.83 | 1.231 | 1.9158
100 | 11.7899 | 17.2348 | 1.3231 | 1.8398
101 | 11.9569 | 10.8842 | 0.78678 | 1.8705
102 | 11.9392 | 11.0871 | 0.75615 | 1.975
103 | 11.4463 | 11.0261 | 0.78896 | 1.9846
104 | 12.1159 | 11.4417 | 0.78773 | 1.7034
105 | 11.943 | 11.3074 | 0.79766 | 2.0086
106 | 11.998 | 11.5368 | 0.79141 | 2.0045
107 | 11.8698 | 11.4584 | 0.7925 | 1.8692
108 | 11.9865 | 11.6178 | 0.81194 | 1.9638
109 | 12.2295 | 11.5815 | 0.81153 | 1.9517
110 | 12.0452 | 9.8799 | 0.68326 | 1.8597
111 | 12.3634 | 9.2295 | 0.63838 | 1.9671
112 | 12.2814 | 8.1786 | 0.54733 | 1.9157
113 | 11.7387 | 7.4946 | 0.51278 | 1.9014
114 | 11.8704 | 7.11 | 0.4568 | 1.9036
115 | 12.5998 | 6.9889 | 0.44525 | 1.7941
116 | 11.6448 | 7.4914 | 0.48448 | 1.914
117 | 12.1201 | 8.2501 | 0.57621 | 2.0182
118 | 11.7771 | 8.1322 | 0.60188 | 2.1272
119 | 12.2601 | 8.8499 | 0.59902 | 2.0707
120 | 11.9744 | 9.1631 | 0.60531 | 1.7517
121 | 11.484 | 9.2278 | 0.6137 | 1.9524
122 | 11.2314 | 9.124 | 0.63245 | 2.0867
123 | 12.1999 | 9.5924 | 0.6582 | 1.8724
124 | 11.7055 | 9.6931 | 0.67006 | 1.9288
125 | 12.0114 | 10.2162 | 0.69837 | 1.8881
126 | 12.5709 | 10.0759 | 0.71757 | 1.8454
127 | 12.4138 | 10.837 | 0.74451 | 2.1118
128 | 12.3475 | 10.7956 | 0.74895 | 1.8057
129 | 11.6589 | 10.9914 | 0.77262 | 1.8794
130 | 11.6838 | 11.1118 | 0.75566 | 1.9564
131 | 12.0697 | 11.3327 | 0.78879 | 1.867
132 | 11.7239 | 11.1041 | 0.77654 | 1.9086
133 | 11.5929 | 11.2395 | 0.75432 | 1.9321
134 | 11.7527 | 10.1092 | 0.73111 | 1.9892
135 | 11.6121 | 9.4718 | 0.62774 | 1.7846
136 | 11.9458 | 9.1065 | 0.59854 | 2.0265
137 | 11.5223 | 8.4233 | 0.59369 | 1.9169
138 | 11.6766 | 8.6467 | 0.55526 | 2.032
139 | 11.7177 | 8.6327 | 0.57451 | 1.936
140 | 11.5481 | 9.1509 | 0.63184 | 1.9858
141 | 11.6436 | 9.5048 | 0.65628 | 2.0457
142 | 11.3158 | 10.0163 | 0.67746 | 1.9648
143 | 12.3861 | 9.8537 | 0.67579 | 1.9411
144 | 11.6858 | 10.363 | 0.73118 | 1.9915
145 | 11.5876 | 10.5689 | 0.72601 | 1.9822
146 | 11.9582 | 10.5638 | 0.76829 | 2.0246
147 | 11.6352 | 10.8816 | 0.75377 | 1.9322
148 | 12.1323 | 11.2544 | 0.77423 | 1.9393
149 | 12.0689 | 18.3115 | 1.3994 | 1.8163
150 | 12.524 | 18.7544 | 1.442 | 1.8411
151 | 12.7248 | 19.1067 | 1.4604 | 1.8129
152 | 13.4342 | 19.4786 | 1.4847 | 1.8157
153 | 14.5386 | 19.5423 | 1.4857 | 1.9563
154 | 15.8365 | 19.7524 | 1.5096 | 1.8236
155 | 17.0856 | 19.5643 | 1.542 | 1.772
156 | 17.45 | 20.0424 | 1.5398 | 1.9842
157 | 16.3777 | 19.0888 | 1.4913 | 1.6263
158 | 15.9742 | 15.9818 | 1.2157 | 1.8871
159 | 14.319 | 13.2855 | 1.0389 | 1.9224
160 | 13.4796 | 11.4885 | 0.86417 | 1.8046
161 | 13.2586 | 10.2097 | 0.73514 | 2.1348
162 | 12.1404 | 9.1602 | 0.69473 | 1.8658
163 | 12.0187 | 9.4637 | 0.69572 | 1.9984
164 | 12.2541 | 10.6947 | 0.78237 | 1.9601
165 | 12.3294 | 12.7243 | 0.93426 | 1.8298
166 | 11.6266 | 12.6435 | 0.97767 | 1.7781
167 | 12.4008 | 13.2299 | 1.0065 | 1.8965
168 | 11.679 | 13.7186 | 1.0399 | 1.9963
169 | 11.908 | 13.8436 | 1.0244 | 1.9733
170 | 12.0204 | 14.3693 | 1.0764 | 1.893
171 | 11.933 | 14.8465 | 1.1194 | 2.0746
172 | 11.7225 | 15.2174 | 1.1383 | 2.022
173 | 12.3304 | 15.4165 | 1.1615 | 1.9206
174 | 11.7732 | 15.614 | 1.1911 | 1.8883
175 | 12.6383 | 16.0253 | 1.2332 | 1.946
176 | 13.4781 | 16.4717 | 1.2603 | 1.8669
177 | 14.3127 | 16.626 | 1.2502 | 1.9036
178 | 15.7043 | 16.5836 | 1.2681 | 1.9104
179 | 16.6556 | 16.8895 | 1.282 | 1.8322
180 | 17.1207 | 16.9057 | 1.3103 | 2.1149
181 | 16.7299 | 17.0303 | 1.2979 | 1.8928
182 | 16.063 | 16.737 | 1.2822 | 1.9865
183 | 14.4264 | 16.9117 | 1.2674 | 1.8134
184 | 13.2309 | 16.4225 | 1.2573 | 1.9106
185 | 12.1555 | 16.3987 | 1.2432 | 1.9046
186 | 12.3488 | 16.2498 | 1.2593 | 1.9716
187 | 12.1802 | 16.5003 | 1.2682 | 1.9262
188 | 12.0535 | 16.5848 | 1.2727 | 2.0815
189 | 12.1937 | 16.6437 | 1.292 | 1.8265
190 | 11.6117 | 17.0341 | 1.2856 | 1.9194
191 | 12.3598 | 17.1188 | 1.3254 | 1.8334
192 | 11.8195 | 17.6911 | 1.3397 | 1.8024
193 | 11.7237 | 17.8335 | 1.3651 | 1.9473
194 | 11.7065 | 18.2633 | 1.4203 | 1.941
195 | 12.0345 | 18.3047 | 1.4158 | 1.8026
196 | 11.6604 | 19.3493 | 1.48 | 1.9402
197 | 12.1017 | 19.1201 | 1.4495 | 1.835
198 | 11.8789 | 19.7009 | 1.4939 | 1.9728
199 | 12.7532 | 20.1056 | 1.5431 | 1.9973
200 | 12.8841 | 20.6544 | 1.5783 | 1.9184
201 | 14.4366 | 20.8194 | 1.5903 | 1.975
202 | 15.9403 | 21.2296 | 1.6181 | 1.9741
203 | 17.2028 | 20.9973 | 1.6508 | 2.0686
204 | 17.4864 | 21.6715 | 1.6683 | 2.0421
205 | 17.3893 | 21.3483 | 1.6267 | 1.6786
206 | 15.2886 | 19.5283 | 1.5084 | 1.9146
207 | 14.6124 | 18.4174 | 1.3918 | 1.9875
208 | 12.8389 | 16.9667 | 1.3282 | 1.8523
209 | 13.0824 | 16.1299 | 1.2192 | 1.8136
210 | 12.1519 | 16.1241 | 1.2095 | 2.0146
211 | 12.3443 | 16.2879 | 1.2248 | 1.9022
212 | 12.0694 | 17.1274 | 1.3008 | 1.8386
213 | 12.1621 | 18.11 | 1.379 | 2.0144
214 | 12.1272 | 18.2898 | 1.419 | 1.745
215 | 11.9458 | 18.4796 | 1.4194 | 1.9206
216 | 11.7026 | 18.9623 | 1.4383 | 1.8472
217 | 12.1184 | 19.0376 | 1.4381 | 2.1149
218 | 11.9179 | 19.1792 | 1.4768 | 2.016
219 | 11.7614 | 19.2929 | 1.4881 | 1.9426
220 | 12.4292 | 19.4471 | 1.4982 | 2.025
221 | 12.5106 | 19.6868 | 1.5381 | 2.0497
222 | 12.4408 | 19.4497 | 1.4891 | 1.831
223 | 12.5203 | 19.56 | 1.504 | 1.9479
224 | 13.8684 | 19.5578 | 1.4977 | 1.827
225 | 14.6831 | 19.3439 | 1.5033 | 2.1498
226 | 16.0925 | 19.3027 | 1.492 | 1.9419
227 | 16.7072 | 19.4039 | 1.4801 | 1.9571
228 | 17.1992 | 19.2607 | 1.4932 | 1.9481
229 | 16.4769 | 18.9702 | 1.4337 | 1.8226
230 | 15.9347 | 17.8499 | 1.3935 | 2.1178
231 | 14.3091 | 17.3349 | 1.3231 | 1.9691
232 | 13.4715 | 16.4998 | 1.2554 | 1.8507
233 | 12.929 | 15.9827 | 1.2359 | 1.8289
234 | 12.2459 | 16.0005 | 1.2229 | 1.8292
235 | 12.0935 | 16.0224 | 1.2076 | 1.8968
236 | 12.1197 | 16.3116 | 1.2457 | 1.8198
237 | 11.7109 | 16.814 | 1.2984 | 1.8685
238 | 12.218 | 17.1971 | 1.2961 | 1.8541
239 | 11.3123 | 17.1698 | 1.3195 | 1.8073
240 | 12.072 | 17.428 | 1.322 | 2.0143
241 | 11.6129 | 17.4914 | 1.3536 | 1.8526
242 | 11.9416 | 17.9853 | 1.3449 | 1.869
243 | 12.5121 | 17.7145 | 1.3571 | 1.9193
244 | 11.8337 | 18.2913 | 1.3999 | 1.8205
245 | 11.7989 | 18.4017 | 1.4233 | 1.9396
246 | 12.228 | 18.9342 | 1.4379 | 2.0182
247 | 12.5741 | 18.939 | 1.4695 | 1.8936
248 | 13.1919 | 19.2168 | 1.4506 | 1.9276
249 | 14.5255 | 19.2528 | 1.4769 | 1.9041
250 | 15.6131 | 19.0108 | 1.4904 | 2.0013
251 | 17.4446 | 18.6672 | 1.4956 | 1.9377
252 | 17.2274 | 19.4133 | 1.4988 | 1.835
253 | 16.7573 | 18.6963 | 1.4482 | 2.0389
254 | 15.6677 | 16.6256 | 1.2559 | 1.9056
255 | 14.0501 | 14.7427 | 1.0974 | 1.9509
256 | 13.4015 | 13.19 | 0.98529 | 1.813
257 | 12.4938 | 12.0439 | 0.85166 | 1.9656
258 | 11.8799 | 11.5111 | 0.83763 | 1.9982
259 | 11.8927 | 11.7334 | 0.87188 | 1.9912
260 | 11.7047 | 12.2793 | 0.90731 | 1.8616
261 | 12.2051 | 13.4106 | 1.0302 | 1.9042
262 | 11.8655 | 14.4121 | 1.0829 | 1.7513
263 | 12.1379 | 15.1336 | 1.1416 | 2.0537
264 | 12.3092 | 16.1037 | 1.2202 | 1.9845
265 | 12.3142 | 16.7008 | 1.2525 | 1.8482
266 | 12.1649 | 17.2956 | 1.3248 | 1.8555
267 | 11.807 | 18.0497 | 1.378 | 1.7544
268 | 12.1127 | 18.5853 | 1.4321 | 2.0149
269 | 12.0986 | 12.0449 | 0.8592 | 1.8596
270 | 11.8585 | 12.7462 | 0.88337 | 1.8641
271 | 12.5206 | 13.3455 | 0.96207 | 1.9208
272 | 12.1757 | 13.4169 | 0.97951 | 1.9015
273 | 12.4222 | 13.715 | 1.006 | 1.984
274 | 12.1994 | 14.4661 | 1.0095 | 1.8401
275 | 11.8108 | 14.3475 | 1.0643 | 1.8969
276 | 11.7604 | 14.5553 | 1.0791 | 1.8951
277 | 12.3059 | 14.6259 | 1.0673 | 2.0294
278 | 11.352 | 14.6302 | 1.0494 | 1.9051
279 | 11.2963 | 14.5669 | 1.0559 | 1.9756
280 | 12.2893 | 14.7465 | 1.0874 | 2.011
281 | 11.5407 | 14.4163 | 1.0534 | 1.7627
282 | 12.108 | 14.8918 | 1.0771 | 1.9304
283 | 12.2258 | 14.8469 | 1.0727 | 1.8823
284 | 12.1486 | 14.7479 | 1.0634 | 1.8903
285 | 11.6064 | 15.0077 | 1.0816 | 2.0439
286 | 11.8392 | 14.8698 | 1.1024 | 1.9518
287 | 12.0681 | 14.8999 | 1.1162 | 1.9105
288 | 11.9818 | 15.5509 | 1.1229 | 1.9632
289 | 12.1003 | 15.5261 | 1.1362 | 2.011
290 | 12.2091 | 15.311 | 1.1743 | 1.9046
291 | 12.0187 | 15.6636 | 1.1509 | 1.8933
292 | 12.3661 | 15.8119 | 1.1562 | 1.7689
293 | 11.9447 | 15.9032 | 1.1294 | 1.9239
294 | 12.1955 | 15.4764 | 1.1104 | 1.9455
295 | 11.9941 | 15.3683 | 1.1091 | 1.804
296 | 12.0077 | 15.2543 | 1.1056 | 2.0641
297 | 11.8525 | 14.9564 | 1.101 | 2.0136
298 | 12.0229 | 14.8534 | 1.0825 | 2.0093
299 | 12.3633 | 14.8094 | 1.0678 | 1.7817
300 | 11.9502 | 14.802 | 1.0805 | 1.9723
301 | 11.6039 | 14.3554 | 1.0432 | 2.0276
302 | 12.3694 | 13.7978 | 1.0299 | 2.063
303 | 11.4351 | 13.2625 | 0.96131 | 2.0471
304 | 11.2863 | 12.749 | 0.92127 | 2.0957
305 | 11.7045 | 12.2828 | 0.86788 | 2.0559
306 | 11.5118 | 12.4768 | 0.90155 | 2.0115
307 | 12.2737 | 12.2903 | 0.88205 | 1.7566
308 | 12.0255 | 12.3455 | 0.89932 | 1.9173
309 | 12.3164 | 12.4817 | 0.92603 | 1.9758
310 | 11.9638 | 12.8743 | 0.93036 | 2.1207
311 | 11.4108 | 12.9581 | 0.91646 | 2.0923
312 | 12.2175 | 12.9983 | 0.94947 | 1.9813
313 | 12.3439 | 13.1363 | 0.93903 | 1.8962
314 | 12.6646 | 12.9597 | 0.9511 | 1.7485
315 | 12.3913 | 13.1684 | 0.94416 | 1.9281
316 | 12.0302 | 13.1355 | 0.94485 | 2.1533
317 | 12.3115 | 21.9243 | 1.7012 | 1.8608
318 | 12.4844 | 22.6243 | 1.7531 | 2.0626
319 | 12.3416 | 22.8556 | 1.767 | 1.7667
320 | 13.8554 | 23.2816 | 1.7923 | 1.8395
321 | 14.0704 | 23.3297 | 1.8388 | 1.971
322 | 15.7494 | 23.5788 | 1.8429 | 2.0019
323 | 16.2552 | 23.7151 | 1.8457 | 1.9395
324 | 17.7435 | 24.1575 | 1.8306 | 2.1794
325 | 17.2085 | 23.2379 | 1.8148 | 1.9738
326 | 15.7011 | 22.0106 | 1.6875 | 1.8291
327 | 14.5971 | 20.1899 | 1.5419 | 1.9016
328 | 13.7856 | 19.079 | 1.4809 | 1.7644
329 | 12.4056 | 18.2648 | 1.3964 | 1.9233
330 | 12.519 | 17.8497 | 1.3747 | 1.7577
331 | 11.9181 | 18.1417 | 1.4141 | 1.9992
332 | 12.2925 | 18.9023 | 1.4257 | 1.8583
333 | 11.9165 | 19.979 | 1.5412 | 1.9126
334 | 11.8301 | 20.4148 | 1.5797 | 1.8386
335 | 11.6742 | 21.1539 | 1.6349 | 1.9229
336 | 11.6153 | 21.5333 | 1.6727 | 2.0449
337 | 11.4686 | 22.4751 | 1.734 | 1.7837
338 | 11.7668 | 23.1095 | 1.7898 | 1.8686
339 | 11.7875 | 23.6987 | 1.8417 | 1.867
340 | 12.0773 | 24.3922 | 1.888 | 1.8783
341 | 11.7561 | 25.0742 | 1.9437 | 1.9135
342 | 12.7057 | 25.6711 | 1.9999 | 1.9295
343 | 12.1983 | 26.7301 | 2.0645 | 2.0448
344 | 13.2842 | 26.9771 | 2.1226 | 1.997
345 | 15.0588 | 27.4933 | 2.1638 | 1.8519
346 | 15.4055 | 27.9611 | 2.2109 | 1.8818
347 | 17.123 | 28.2098 | 2.1922 | 1.9687
348 | 17.5758 | 28.3076 | 2.225 | 1.7389
349 | 16.3857 | 28.056 | 2.1804 | 1.8886
350 | 15.7431 | 27.0509 | 2.1049 | 1.8158
351 | 14.2569 | 25.9651 | 2.0174 | 1.9228
352 | 13.5852 | 25.8006 | 1.9514 | 2.0566
353 | 12.5736 | 24.7591 | 1.944 | 1.8355
354 | 12.4867 | 24.4469 | 1.9085 | 2.1569
355 | 12.4685 | 24.6691 | 1.9033 | 2.0966
356 | 12.1365 | 25.2779 | 1.9479 | 1.8856
357 | 12.0557 | 25.8997 | 2.0042 | 1.9911
358 | 11.6044 | 25.8629 | 2.0177 | 1.8478
359 | 11.5992 | 25.9098 | 2.0149 | 1.8389
360 | 11.5522 | 26.2885 | 2.0139 | 1.7622
361 | 12.1279 | 25.7776 | 2.0085 | 1.7567
362 | 11.5364 | 25.7607 | 2.0361 | 1.853
363 | 12.0245 | 26.0344 | 2.0021 | 1.9303
364 | 12.0818 | 25.9856 | 2.0218 | 1.89
365 | 12.6312 | 25.7284 | 2.0143 | 1.8783
366 | 11.9288 | 25.2752 | 1.9876 | 2.0625
367 | 12.5519 | 25.0253 | 1.965 | 1.8748
368 | 13.5706 | 25.0406 | 1.9443 | 1.9401
369 | 14.4179 | 24.652 | 1.9193 | 1.8604
370 | 16.1628 | 24.6839 | 1.9105 | 1.8202
371 | 17.1971 | 24.5613 | 1.9181 | 1.9751
372 | 17.3903 | 24.286 | 1.9062 | 2.0596
373 | 17.3834 | 24.3266 | 1.8532 | 2.0766
374 | 15.7638 | 22.2876 | 1.696 | 1.91
375 | 15.103 | 20.9072 | 1.6007 | 1.911
376 | 13.0334 | 19.2012 | 1.4576 | 1.8084
377 | 11.9528 | 17.9329 | 1.3943 | 1.7443
378 | 12.4836 | 16.6175 | 1.2319 | 1.9744
379 | 11.8071 | 15.6415 | 1.2224 | 1.8393
380 | 11.7518 | 15.8352 | 1.2077 | 1.7913
381 | 11.7461 | 17.2088 | 1.3149 | 1.9166
382 | 12.4493 | 17.643 | 1.3313 | 1.7556
383 | 12.234 | 17.5063 | 1.3575 | 1.7997
384 | 12.2278 | 17.9314 | 1.3573 | 1.9575
385 | 12.0151 | 17.8673 | 1.3725 | 1.8756
386 | 11.8677 | 18.2494 | 1.3888 | 1.8527
387 | 11.7506 | 18.5671 | 1.4158 | 1.8945
388 | 12.2307 | 18.6692 | 1.4258 | 2.0106
389 | 11.9131 | 19.241 | 1.453 | 1.8749
390 | 11.7581 | 19.7247 | 1.5067 | 1.9815
391 | 12.3398 | 20.1668 | 1.5699 | 1.9576
392 | 12.9712 | 20.3733 | 1.5598 | 1.9725
393 | 14.6755 | 20.7567 | 1.6183 | 2.0645
394 | 15.7167 | 20.9787 | 1.6039 | 1.8716
395 | 17.1368 | 21.0761 | 1.6229 | 1.8959
396 | 17.1995 | 21.5583 | 1.6419 | 1.7002
397 | 17.2064 | 20.9395 | 1.6441 | 1.8236
398 | 16.1353 | 19.097 | 1.4268 | 2.0229
399 | 14.3365 | 16.6518 | 1.2468 | 1.8388
400 | 13.544 | 15.4218 | 1.1558 | 2.1064
401 | 12.8381 | 14.6718 | 1.101 | 1.7954
402 | 12.4136 | 13.3533 | 0.99108 | 1.9753
403 | 12.1796 | 12.9258 | 0.95764 | 1.9335
404 | 11.6951 | 13.0381 | 0.98559 | 1.8969
405 | 11.8964 | 14.5885 | 1.1028 | 1.9373
406 | 11.9095 | 15.2163 | 1.1421 | 2.1081
407 | 12.2397 | 15.3941 | 1.1981 | 1.8724
408 | 12.0122 | 15.7154 | 1.195 | 1.8482
409 | 11.6019 | 16.1893 | 1.1989 | 1.8886
410 | 11.9128 | 16.1841 | 1.2384 | 1.8554
411 | 11.8021 | 16.8506 | 1.2787 | 1.9731
412 | 12.0471 | 16.9969 | 1.3012 | 2.1174
413 | 12.2459 | 17.4349 | 1.3317 | 1.8553
414 | 12.1552 | 17.8773 | 1.3518 | 2.0082
415 | 13.0938 | 17.8575 | 1.3698 | 1.9295
416 | 12.964 | 18.2036 | 1.3916 | 2.0167
417 | 14.3918 | 18.2726 | 1.3883 | 1.8552
418 | 15.3153 | 18.0186 | 1.4105 | 1.8971
419 | 17.2691 | 18.3202 | 1.3818 | 1.9926
420 | 17.574 | 18.4508 | 1.4042 | 2.0157
421 | 17.7778 | 18.2898 | 1.3937 | 1.7518
422 | 15.8212 | 15.6961 | 1.209 | 2.0294
423 | 14.5725 | 14.2729 | 1.1158 | 1.8926
424 | 13.0452 | 13.182 | 1.0079 | 1.8059
425 | 13.0539 | 11.3875 | 0.83523 | 1.8811
426 | 11.894 | 9.8035 | 0.73107 | 2.018
427 | 11.7902 | 9.4223 | 0.70736 | 1.908
428 | 12.2084 | 9.5442 | 0.70302 | 1.9585
429 | 12.3891 | 11.007 | 0.8205 | 1.9122
430 | 11.7026 | 11.0871 | 0.83769 | 1.9891
431 | 11.9309 | 11.2699 | 0.83789 | 1.7886
432 | 11.5259 | 11.3883 | 0.83875 | 2.0787
433 | 12.1516 | 11.6417 | 0.87219 | 1.936
434 | 12.4751 | 12.0357 | 0.8895 | 1.9688
435 | 12.2689 | 12.1228 | 0.94634 | 2.0347
436 | 12.3821 | 12.2306 | 0.90723 | 1.9193
437 | 11.8056 | 8.5481 | 0.5743 | 1.8637
438 | 11.938 | 8.5397 | 0.575 | 2.062
439 | 12.6829 | 8.4113 | 0.59122 | 2.009
440 | 11.6862 | 8.5459 | 0.58412 | 1.8423
441 | 11.9001 | 8.4227 | 0.58714 | 1.9787
442 | 11.8271 | 8.9523 | 0.58483 | 2.0648
443 | 12.9473 | 9.0489 | 0.61976 | 2.0679
444 | 12.0988 | 9.0466 | 0.61188 | 1.983
445 | 12.2524 | 8.6984 | 0.58721 | 2.0106
446 | 11.8194 | 7.776 | 0.54178 | 2.0852
447 | 11.8059 | 7.7984 | 0.49354 | 2.0217
448 | 11.8197 | 7.2106 | 0.48936 | 1.9586
449 | 12.1531 | 7.11 | 0.47815 | 1.9965
450 | 11.8436 | 6.5908 | 0.44395 | 1.8981
451 | 11.9352 | 7.069 | 0.44698 | 1.7847
452 | 11.7429 | 6.7045 | 0.45965 | 1.9835
453 | 12.1092 | 7.3181 | 0.49273 | 1.782
454 | 11.777 | 7.6802 | 0.49985 | 1.8963
455 | 12.0714 | 7.8197 | 0.53884 | 1.7832
456 | 11.9012 | 8.2976 | 0.54861 | 1.9395
457 | 11.7995 | 8.4065 | 0.5317 | 1.9042
458 | 11.9791 | 8.151 | 0.5769 | 1.9926
459 | 12.1945 | 8.3669 | 0.60365 | 1.8801
460 | 12.4299 | 8.9446 | 0.60682 | 2.1081
461 | 12.2037 | 8.9663 | 0.61573 | 1.8879
462 | 12.0245 | 9.6868 | 0.6567 | 1.9351
463 | 11.6434 | 9.6924 | 0.70655 | 1.8946
464 | 11.8184 | 10.136 | 0.68557 | 1.8208
465 | 11.7673 | 10.4011 | 0.71025 | 1.8735
466 | 11.6697 | 10.3393 | 0.73938 | 2.0453
467 | 12.0963 | 10.7751 | 0.73281 | 2.0067
468 | 11.9606 | 10.7924 | 0.75461 | 1.8787
469 | 12.2719 | 10.5593 | 0.73246 | 1.9322
470 | 12.0777 | 8.7969 | 0.60093 | 2.0206
471 | 11.8017 | 7.6882 | 0.52405 | 1.8698
472 | 12.0464 | 6.8727 | 0.46899 | 1.8172
473 | 12.0137 | 6.6297 | 0.40245 | 1.9912
474 | 11.5549 | 6.1108 | 0.36778 | 1.8071
475 | 12.0408 | 6.0981 | 0.39081 | 1.9515
476 | 12.4755 | 6.7464 | 0.4494 | 1.9017
477 | 11.7613 | 7.7918 | 0.48951 | 2.1017
478 | 12.0617 | 8.0261 | 0.51511 | 1.869
479 | 11.5891 | 7.5503 | 0.52413 | 1.8672
480 | 12.0053 | 7.9278 | 0.54581 | 2.0444
481 | 12.2532 | 8.0777 | 0.52555 | 1.9521
482 | 11.7804 | 7.9916 | 0.52529 | 1.9382
483 | 11.9006 | 8.0881 | 0.55239 | 1.9984
484 | 11.9124 | 8.5035 | 0.55321 | 1.9326
485 | 11.8762 | 11.5004 | 0.88374 | 1.9237
486 | 12.161 | 11.6171 | 0.87746 | 1.8733
487 | 11.9951 | 11.9724 | 0.90774 | 1.8732
488 | 13.678 | 11.3259 | 0.84183 | 1.8127
489 | 14.3518 | 11.522 | 0.86227 | 1.881
490 | 15.799 | 11.1629 | 0.84263 | 1.8705
491 | 16.6801 | 11.373 | 0.84715 | 1.9724
492 | 17.2804 | 10.9695 | 0.81827 | 1.8347
493 | 17.3947 | 10.8374 | 0.80475 | 1.838
494 | 16.0179 | 10.2913 | 0.74647 | 1.8567
495 | 13.96 | 9.5676 | 0.70568 | 1.8312
496 | 13.1768 | 9.1973 | 0.67294 | 1.8839
497 | 12.616 | 8.3416 | 0.62674 | 1.9439
498 | 12.0092 | 8.6124 | 0.60683 | 2.1775
499 | 11.8066 | 8.5054 | 0.63072 | 2.0741
500 | 11.8227 | 8.4022 | 0.62277 | 2.0294
501 | 12.2189 | 9.3296 | 0.63183 | 1.856
502 | 12.1779 | 8.9276 | 0.65673 | 1.8906
503 | 11.5334 | 8.8112 | 0.6782 | 1.7609
504 | 12.3892 | 9.1166 | 0.69773 | 1.8877
505 | 11.6662 | 9.2992 | 0.72249 | 1.8513
506 | 11.8918 | 9.4614 | 0.71835 | 1.9742
507 | 11.6006 | 9.4822 | 0.70004 | 1.9515
508 | 11.6147 | 9.5889 | 0.70036 | 1.8995
509 | 12.547 | 9.8854 | 0.73936 | 1.934
510 | 12.5552 | 10.3409 | 0.78638 | 1.8158
511 | 12.6252 | 10.509 | 0.78166 | 1.8413
512 | 12.9219 | 10.7455 | 0.81999 | 1.69
513 | 14.8254 | 10.6691 | 0.81805 | 1.9039
514 | 16.2414 | 10.9146 | 0.81928 | 2.0557
515 | 16.5818 | 10.8846 | 0.8203 | 2.0292
516 | 17.1582 | 11.2555 | 0.80352 | 1.9379
517 | 16.7894 | 10.2628 | 0.77406 | 2.0567
518 | 15.7098 | 9.2458 | 0.67334 | 2.1874
519 | 14.89 | 8.6973 | 0.6511 | 1.9318
520 | 13.8722 | 7.6187 | 0.55985 | 1.8868
521 | 12.9286 | 6.8891 | 0.52422 | 2.0448
522 | 12.5339 | 6.5179 | 0.43854 | 1.8385
523 | 11.6144 | 5.9872 | 0.42559 | 1.918
524 | 12.3977 | 6.6197 | 0.44663 | 2.0135
525 | 12.2333 | 7.2849 | 0.50361 | 2.0079
526 | 11.4849 | 7.3204 | 0.54516 | 1.8653
527 | 12.094 | 8.461 | 0.60611 | 1.8923
528 | 11.7228 | 9.0351 | 0.67468 | 1.9768
529 | 11.5289 | 9.3969 | 0.67833 | 1.9446
530 | 12.0309 | 9.9269 | 0.73537 | 2.0454
531 | 12.4206 | 10.6601 | 0.78531 | 2.0194
532 | 11.9309 | 11.3267 | 0.83941 | 2.0538
533 | 12.4566 | 12.0912 | 0.9284 | 1.9089
534 | 12.6098 | 13.0656 | 0.97965 | 1.7265
535 | 13.0712 | 14.2548 | 1.0687 | 1.868
536 | 13.7075 | 14.6334 | 1.0812 | 1.9675
537 | 14.5129 | 14.9679 | 1.129 | 1.9254
538 | 16.0475 | 15.1126 | 1.1683 | 1.8558
539 | 16.5299 | 15.7617 | 1.1615 | 1.7815
540 | 17.6569 | 15.5874 | 1.1888 | 1.8689
541 | 16.5348 | 14.7254 | 1.1185 | 1.8284
542 | 15.8933 | 12.8687 | 1.0061 | 1.9198
543 | 14.5332 | 11.8467 | 0.86986 | 1.9193
544 | 12.9159 | 10.265 | 0.77544 | 1.9204
545 | 12.8144 | 9.3699 | 0.68065 | 1.9021
546 | 12.3636 | 8.9334 | 0.63723 | 1.9082
547 | 11.729 | 8.6159 | 0.64198 | 2.0193
548 | 12.5487 | 9.1386 | 0.66804 | 1.7787
549 | 12.2804 | 10.4369 | 0.78515 | 1.8735
550 | 11.8261 | 11.2284 | 0.84029 | 1.8892
551 | 11.9778 | 12.1135 | 0.89652 | 2.0723
552 | 11.4709 | 13.3361 | 0.99428 | 2.089
553 | 11.6935 | 14.1068 | 1.0378 | 2.1727
554 | 12.4162 | 14.5171 | 1.1248 | 1.9361
555 | 12.1432 | 15.4666 | 1.2035 | 2.1004
556 | 12.307 | 16.5465 | 1.264 | 2.104
557 | 12.5623 | 17.4456 | 1.3178 | 1.827
558 | 12.0204 | 18.093 | 1.391 | 1.8484
559 | 12.9539 | 18.9074 | 1.4668 | 1.7848
560 | 12.9798 | 19.3077 | 1.4602 | 1.8742
561 | 14.5233 | 19.9586 | 1.5325 | 1.9238
562 | 15.4016 | 20.1657 | 1.5456 | 1.9741
563 | 17.0499 | 20.3836 | 1.5811 | 1.9533
564 | 17.9689 | 20.5461 | 1.5795 | 1.9229
565 | 16.8169 | 20.1614 | 1.5425 | 1.7404
566 | 15.6458 | 19.8241 | 1.5008 | 1.8739
567 | 14.4751 | 18.8466 | 1.4538 | 1.8547
568 | 13.1084 | 18.4434 | 1.4174 | 2.0585
569 | 13.0153 | 18.3134 | 1.3771 | 1.9405
570 | 12.2617 | 17.8092 | 1.3873 | 1.9219
571 | 12.1117 | 18.2666 | 1.4075 | 1.9951
572 | 12.3458 | 18.2365 | 1.4136 | 2.1012
573 | 12.4029 | 19.1594 | 1.4561 | 1.9014
574 | 11.9978 | 19.2823 | 1.4952 | 1.7983
575 | 11.6644 | 19.7558 | 1.5303 | 2.0308
576 | 12.4323 | 20.5114 | 1.5795 | 1.8935
577 | 12.0858 | 20.8699 | 1.6107 | 1.9441
578 | 12.4754 | 21.6346 | 1.6619 | 1.9108
579 | 12.0814 | 22.2164 | 1.706 | 1.8152
580 | 11.5722 | 22.5506 | 1.7357 | 1.8135
581 | 11.8911 | 22.8598 | 1.7705 | 1.9385
582 | 12.1535 | 23.0124 | 1.7817 | 1.9779
583 | 12.7843 | 23.6337 | 1.825 | 1.7127
584 | 13.1435 | 23.7286 | 1.8261 | 1.8699
585 | 14.7512 | 23.7674 | 1.8577 | 1.9705
586 | 15.4937 | 23.9215 | 1.8426 | 1.8304
587 | 16.671 | 24.2135 | 1.8464 | 1.9921
588 | 17.7042 | 24.0986 | 1.8788 | 1.9559
589 | 16.7223 | 22.6933 | 1.7551 | 1.9279
590 | 15.8401 | 19.8934 | 1.5519 | 1.8833
591 | 14.2043 | 17.5524 | 1.353 | 2.0964
592 | 14.0127 | 15.4043 | 1.1754 | 1.8137
593 | 12.8728 | 13.9033 | 1.0485 | 1.9038
594 | 12.1262 | 12.719 | 0.95077 | 1.8993
595 | 11.8594 | 12.4087 | 0.93958 | 1.9459
596 | 11.6013 | 13.3254 | 0.98854 | 2.0066
597 | 12.2733 | 15.2896 | 1.1637 | 1.9339
598 | 11.8923 | 15.3041 | 1.1467 | 1.8795
599 | 12.0813 | 15.4907 | 1.1758 | 1.9181
600 | 12.1806 | 15.6142 | 1.1999 | 1.9751
601 | 12.1506 | 15.8346 | 1.2141 | 2.0602
602 | 12.0488 | 15.8336 | 1.2184 | 1.8902
603 | 12.0785 | 16.248 | 1.2087 | 1.8764
604 | 12.7035 | 16.0537 | 1.2471 | 1.9443
605 | 12.0784 | 10.2884 | 0.71135 | 1.8277
606 | 11.9513 | 10.5179 | 0.73954 | 1.8517
607 | 12.7005 | 10.5103 | 0.73362 | 2.0637
608 | 11.5401 | 10.5381 | 0.74286 | 1.8353
609 | 11.9538 | 10.4875 | 0.7411 | 1.8509
610 | 11.9567 | 10.6106 | 0.73947 | 1.844
611 | 11.6194 | 10.4347 | 0.73124 | 1.8812
612 | 12.1266 | 10.57 | 0.74086 | 1.92
613 | 11.354 | 9.9 | 0.66846 | 1.8493
614 | 12.6393 | 7.9349 | 0.55395 | 1.8143
615 | 12.6453 | 6.8545 | 0.44258 | 2.0231
616 | 11.6968 | 5.8801 | 0.35451 | 1.8638
617 | 11.7854 | 4.8991 | 0.25687 | 1.8935
618 | 12.3321 | 4.5903 | 0.23583 | 1.855
619 | 12.382 | 4.7887 | 0.2104 | 1.8639
620 | 11.7403 | 4.3809 | 0.23756 | 1.9156
621 | 12.3116 | 5.4527 | 0.32629 | 1.8932
622 | 12.0979 | 5.5348 | 0.33568 | 1.9146
623 | 12.131 | 5.6261 | 0.36933 | 1.8777
624 | 11.8868 | 5.6604 | 0.37417 | 1.7907
625 | 11.874 | 5.8572 | 0.39201 | 2.0055
626 | 12.2962 | 6.2058 | 0.39038 | 2.1522
627 | 11.9445 | 6.4898 | 0.37782 | 2.0239
628 | 11.6994 | 6.5431 | 0.42043 | 2.1002
629 | 11.9078 | 6.7382 | 0.43851 | 1.9011
630 | 12.0232 | 6.9672 | 0.45787 | 1.9068
631 | 11.9702 | 7.1967 | 0.46351 | 1.8575
632 | 12.1291 | 7.546 | 0.49264 | 1.858
633 | 11.8537 | 7.1915 | 0.50058 | 1.851
634 | 11.7368 | 7.6462 | 0.50625 | 1.8918
635 | 11.8649 | 7.4946 | 0.50294 | 2.0621
636 | 12.231 | 7.6128 | 0.48482 | 1.939
637 | 12.0031 | 7.698 | 0.52798 | 1.9225
638 | 11.8339 | 7.6252 | 0.51518 | 1.7665
639 | 12.5986 | 8.4087 | 0.55074 | 2.028
640 | 11.8947 | 7.5171 | 0.53436 | 1.9567
641 | 11.969 | 7.5272 | 0.52831 | 1.9422
642 | 11.8687 | 7.5049 | 0.48835 | 1.9947
643 | 11.379 | 7.7398 | 0.51633 | 1.7741
644 | 11.5524 | 7.5832 | 0.52304 | 1.91
645 | 11.885 | 8.1508 | 0.54645 | 1.9769
646 | 12.2347 | 7.9208 | 0.52008 | 1.9164
647 | 12.1541 | 8.1495 | 0.54836 | 1.9021
648 | 12.2313 | 7.9298 | 0.5633 | 2.0147
649 | 12.3543 | 8.1084 | 0.55148 | 1.8845
650 | 11.8117 | 8.1662 | 0.56468 | 1.9501
651 | 11.7693 | 8.7311 | 0.5538 | 1.884
652 | 12.3064 | 8.6287 | 0.57058 | 1.8658
653 | 11.9953 | 13.2535 | 0.99841 | 1.9943
654 | 12.2451 | 13.2666 | 1.011 | 2.0507
655 | 12.7019 | 13.9853 | 1.037 | 1.819
656 | 13.4665 | 14.3044 | 1.0729 | 2.1069
657 | 14.8375 | 14.7135 | 1.0978 | 1.8504
658 | 15.7858 | 14.8005 | 1.1032 | 2.0409
659 | 17.3907 | 14.984 | 1.1191 | 1.8909
660 | 18.0677 | 15.0621 | 1.123 | 1.8295
661 | 16.8413 | 14.8484 | 1.136 | 1.8767
662 | 15.5121 | 14.6498 | 1.1184 | 2.1247
663 | 14.7315 | 14.4337 | 1.0754 | 1.8605
664 | 13.0851 | 14.213 | 1.0688 | 2.0283
665 | 12.4992 | 14.1528 | 1.0564 | 1.9538
666 | 12.4195 | 12.3345 | 0.93179 | 1.9564
667 | 11.8689 | 11.3527 | 0.86319 | 2.033
668 | 12.0026 | 11.1882 | 0.83813 | 2.1325
669 | 11.4578 | 11.8221 | 0.90824 | 1.7468
670 | 11.9578 | 12.2509 | 0.91428 | 1.8064
671 | 11.9604 | 12.5752 | 0.95836 | 2.0942
672 | 12.2227 | 13.0765 | 0.99553 | 2.0289
673 | 11.7493 | 13.7697 | 1.0514 | 1.9138
674 | 12.3762 | 13.8934 | 1.0862 | 1.8526
675 | 11.4265 | 14.4543 | 1.1105 | 1.9073
676 | 12.0919 | 14.7985 | 1.1283 | 1.8611
677 | 12.2334 | 15.767 | 1.1697 | 1.7812
678 | 12.239 | 15.7406 | 1.2202 | 1.9492
679 | 12.5142 | 16.2111 | 1.2629 | 2.0448
680 | 13.2335 | 16.742 | 1.2832 | 1.8182
681 | 14.642 | 17.0808 | 1.2706 | 1.7942
682 | 15.5439 | 17.0904 | 1.301 | 1.735
683 | 16.3167 | 17.1887 | 1.3262 | 1.895
684 | 17.2944 | 17.1653 | 1.3287 | 1.956
685 | 16.3304 | 15.5385 | 1.2117 | 1.8814
686 | 15.8335 | 13.998 | 1.0487 | 1.793
687 | 14.6389 | 11.7515 | 0.89282 | 2.0945
688 | 13.409 | 9.3462 | 0.70775 | 1.787
689 | 12.7529 | 8.0696 | 0.60781 | 1.9232
690 | 12.5022 | 7.4803 | 0.52537 | 1.9704
691 | 12.6619 | 6.4902 | 0.44318 | 1.5202
692 | 11.6878 | 6.3865 | 0.46379 | 2.0007
693 | 11.7483 | 7.8131 | 0.54072 | 1.9052
694 | 12.4186 | 8.3877 | 0.59805 | 1.8404
695 | 11.4945 | 8.7492 | 0.65126 | 1.941
696 | 12.217 | 9.1396 | 0.69254 | 1.9663
697 | 12.1461 | 10.2386 | 0.72294 | 1.9792
698 | 12.4324 | 10.3142 | 0.75817 | 1.8983
699 | 11.764 | 11.0726 | 0.82387 | 2.0745
700 | 11.9412 | 11.6097 | 0.87046 | 1.9983
701 | 11.9566 | 12.3926 | 0.9033 | 1.9446
702 | 12.382 | 12.687 | 0.94634 | 1.8861
703 | 12.4999 | 13.0017 | 0.96933 | 1.8814
704 | 13.015 | 13.2054 | 1.0105 | 1.8429
705 | 14.9764 | 13.4721 | 1.0128 | 1.9353
706 | 15.9447 | 13.7835 | 1.0634 | 1.9979
707 | 16.61 | 14.541 | 1.0457 | 2.0532
708 | 17.4842 | 14.2324 | 1.059 | 1.7747
709 | 16.5639 | 13.4391 | 1.0142 | 1.9309
710 | 15.6635 | 10.957 | 0.82856 | 2.089
711 | 14.1301 | 9.3233 | 0.68725 | 1.9273
712 | 12.983 | 7.9542 | 0.57532 | 1.9549
713 | 13.0458 | 8.4607 | 0.60488 | 1.9663
714 | 12.7008 | 8.4657 | 0.62464 | 1.9729
715 | 12.4099 | 8.9782 | 0.65833 | 1.9513
716 | 12.0906 | 9.383 | 0.67425 | 1.8466
717 | 11.944 | 10.1968 | 0.73746 | 1.8884
718 | 12.4577 | 11.2382 | 0.80829 | 1.8051
719 | 11.757 | 10.942 | 0.80822 | 1.8055
720 | 12.266 | 10.7411 | 0.79057 | 1.9379
721 | 11.7274 | 10.6157 | 0.7997 | 1.9785
722 | 11.283 | 10.5434 | 0.79377 | 1.7761
723 | 11.9456 | 10.6512 | 0.77716 | 2.0876
724 | 11.2545 | 10.5745 | 0.78189 | 2.0085
725 | 11.3169 | 10.2249 | 0.7684 | 1.9057
726 | 11.6649 | 10.0321 | 0.71366 | 2.0492
727 | 12.7591 | 10.1341 | 0.72158 | 1.8671
728 | 13.2385 | 9.7694 | 0.73229 | 1.909
729 | 15.204 | 9.7371 | 0.69614 | 1.9433
730 | 16.0346 | 9.4852 | 0.70078 | 1.92
731 | 16.3041 | 9.1522 | 0.68608 | 1.8789
732 | 16.9543 | 9.5057 | 0.66772 | 1.9206
733 | 16.9891 | 7.3173 | 0.518 | 2.1802
734 | 15.5672 | 5.8841 | 0.39674 | 2.0289
735 | 14.5293 | 4.8819 | 0.32966 | 2.0327
736 | 13.089 | 4.7449 | 0.27674 | 2.189
737 | 12.4573 | 4.5069 | 0.21609 | 2.0839
738 | 11.9955 | 4.3465 | 0.21645 | 1.886
739 | 12.0062 | 4.4906 | 0.20168 | 1.9076
740 | 11.6718 | 4.5399 | 0.22398 | 1.9057
741 | 12.4071 | 4.2408 | 0.23362 | 1.8371
742 | 12.1919 | 4.3598 | 0.22551 | 1.9819
743 | 11.5226 | 4.6092 | 0.2482 | 1.9582
744 | 12.5683 | 4.5298 | 0.30188 | 1.8339
745 | 12.065 | 4.4997 | 0.30416 | 2.0429
746 | 11.8963 | 4.9654 | 0.30919 | 1.692
747 | 11.9591 | 4.8769 | 0.3174 | 1.8323
748 | 12.2511 | 5.2448 | 0.34064 | 1.9969
749 | 11.8958 | 5.4739 | 0.3976 | 1.9501
750 | 12.3031 | 6.0821 | 0.4448 | 2.0662
751 | 13.0541 | 6.6587 | 0.47629 | 1.9737
752 | 12.8589 | 7.1044 | 0.50261 | 1.8836
753 | 14.4187 | 7.2243 | 0.54224 | 1.9194
754 | 15.4672 | 7.5599 | 0.53366 | 1.8187
755 | 16.6998 | 8.0212 | 0.54654 | 1.8512
756 | 17.0357 | 7.8778 | 0.55959 | 2.0478
757 | 16.8697 | 7.2946 | 0.50012 | 1.9676
758 | 15.6247 | 6.0123 | 0.42943 | 1.8736
759 | 14.573 | 4.8623 | 0.29895 | 2.0744
760 | 13.1258 | 4.4328 | 0.27217 | 1.843
761 | 13.2431 | 4.581 | 0.23071 | 2.0033
762 | 11.8664 | 4.597 | 0.25439 | 1.9306
763 | 12.1313 | 4.5849 | 0.26784 | 1.8674
764 | 12.1056 | 4.5002 | 0.29573 | 1.9524
765 | 11.9206 | 5.1373 | 0.38104 | 1.9447
766 | 12.4777 | 5.4545 | 0.39322 | 1.9674
767 | 11.6774 | 5.8334 | 0.41262 | 1.8662
768 | 12.1462 | 6.3947 | 0.46525 | 1.777
769 | 12.2928 | 7.0671 | 0.51745 | 1.9407
770 | 11.8023 | 7.7694 | 0.57171 | 1.92
771 | 12.2162 | 8.511 | 0.61755 | 1.8288
772 | 11.7803 | 9.0162 | 0.65622 | 1.7471
773 | 11.5164 | 6.9983 | 0.46913 | 1.9542
774 | 11.9269 | 7.4079 | 0.47504 | 1.9554
775 | 11.7189 | 7.3984 | 0.47907 | 1.9035
776 | 12.0041 | 7.6971 | 0.51221 | 2.0737
777 | 11.6073 | 7.778 | 0.51553 | 1.8957
778 | 11.6657 | 7.9808 | 0.52927 | 1.8009
779 | 11.5438 | 7.8128 | 0.53017 | 1.9382
780 | 12.1199 | 7.9952 | 0.53222 | 2.1218
781 | 12.7688 | 7.366 | 0.48939 | 1.9698
782 | 11.9015 | 6.3395 | 0.42049 | 1.9982
783 | 11.8915 | 5.5052 | 0.34418 | 2.0518
784 | 12.2569 | 4.5664 | 0.27351 | 1.9902
785 | 12.0823 | 4.5969 | 0.20536 | 1.8949
786 | 11.5947 | 4.6137 | 0.17967 | 2.1308
787 | 11.5166 | 4.5654 | 0.19215 | 1.8787
788 | 12.5753 | 4.9323 | 0.21831 | 1.877
789 | 12.3346 | 4.7449 | 0.2252 | 1.818
790 | 11.6373 | 4.8053 | 0.27229 | 2.0555
791 | 12.056 | 5.0802 | 0.2855 | 1.8098
792 | 11.8065 | 5.3616 | 0.32232 | 1.8461
793 | 12.2188 | 5.3062 | 0.34204 | 1.9629
794 | 11.9574 | 5.7729 | 0.38422 | 1.9014
795 | 11.7306 | 6.2388 | 0.38685 | 1.9852
796 | 12.0699 | 6.5524 | 0.42085 | 1.8636
797 | 11.9468 | 6.9165 | 0.43084 | 1.9724
798 | 11.9147 | 7.1733 | 0.48785 | 1.9317
799 | 12.0101 | 7.4947 | 0.49355 | 1.8565
800 | 11.9825 | 7.6865 | 0.52071 | 1.8791
801 | 12.0745 | 7.8447 | 0.5082 | 2.0825
802 | 11.7629 | 7.8645 | 0.52319 | 1.8784
803 | 11.6572 | 7.8824 | 0.52845 | 1.9327
804 | 11.9657 | 7.999 | 0.52585 | 1.9055
805 | 12.3503 | 7.732 | 0.52386 | 1.8562
806 | 11.5208 | 7.7081 | 0.51134 | 1.8341
807 | 12.1267 | 7.422 | 0.47418 | 1.938
808 | 11.9917 | 7.1221 | 0.47327 | 1.8763
809 | 11.8622 | 7.5543 | 0.47174 | 2.1115
810 | 12.052 | 7.151 | 0.45686 | 1.9489
811 | 11.8531 | 7.3665 | 0.44663 | 1.8597
812 | 11.4698 | 7.3178 | 0.47723 | 1.9181
813 | 11.9821 | 7.5556 | 0.52238 | 1.7986
814 | 11.8007 | 7.6975 | 0.53342 | 1.8685
815 | 11.414 | 8.2379 | 0.55061 | 1.8627
816 | 11.6941 | 8.1348 | 0.53259 | 1.8442
817 | 11.2693 | 8.3276 | 0.54726 | 1.9962
818 | 11.9779 | 8.6203 | 0.59833 | 2.0132
819 | 12.1956 | 8.5934 | 0.6007 | 1.9719
820 | 11.9507 | 8.8826 | 0.62949 | 1.9453
821 | 11.7848 | 15.0376 | 1.1122 | 1.9937
822 | 12.0707 | 15.9329 | 1.2272 | 1.9494
823 | 12.3526 | 17.8187 | 1.3385 | 1.9017
824 | 13.1811 | 18.1997 | 1.4175 | 1.8282
825 | 14.707 | 19.3226 | 1.4777 | 1.9453
826 | 15.9651 | 20.0254 | 1.507 | 1.8054
827 | 17.3422 | 20.4987 | 1.5797 | 2.0234
828 | 17.4657 | 20.9566 | 1.6111 | 1.95
829 | 16.9444 | 20.1335 | 1.5635 | 1.7543
830 | 15.8053 | 19.138 | 1.4907 | 1.7571
831 | 14.7053 | 19.1447 | 1.4685 | 1.9509
832 | 13.7551 | 19.3184 | 1.4615 | 1.9679
833 | 12.9881 | 18.9163 | 1.4127 | 2.0061
834 | 12.1966 | 18.899 | 1.45 | 1.8866
835 | 12.235 | 18.9769 | 1.4735 | 1.9637
836 | 12.0609 | 19.195 | 1.4564 | 1.9705
837 | 12.251 | 19.6265 | 1.4865 | 2.0035
838 | 11.5021 | 20.4766 | 1.5612 | 1.968
839 | 11.1359 | 20.4937 | 1.5899 | 2.0266
840 | 11.8341 | 20.5428 | 1.5645 | 1.9533
841 | 12.5003 | 20.656 | 1.5961 | 1.858
842 | 12.015 | 20.7302 | 1.5722 | 1.8227
843 | 11.8891 | 20.8728 | 1.6065 | 1.8247
844 | 11.5607 | 20.9475 | 1.6129 | 1.8942
845 | 11.7706 | 20.4497 | 1.5581 | 1.8894
846 | 12.7668 | 19.7367 | 1.5345 | 2.0741
847 | 12.3397 | 18.9919 | 1.461 | 1.9157
848 | 13.8264 | 18.4855 | 1.4222 | 1.9055
849 | 14.9055 | 18.115 | 1.3968 | 1.928
850 | 15.968 | 17.8399 | 1.3543 | 2.058
851 | 16.6407 | 17.4976 | 1.3356 | 1.9229
852 | 17.5097 | 17.419 | 1.2937 | 1.9492
853 | 17.1734 | 15.6459 | 1.1571 | 1.9549
854 | 15.8897 | 13.2803 | 1.0125 | 1.8533
855 | 14.6047 | 11.0385 | 0.81997 | 1.9013
856 | 13.7292 | 9.4783 | 0.69526 | 1.8087
857 | 13.1761 | 7.8164 | 0.54942 | 2.111
858 | 11.8534 | 7.2361 | 0.47426 | 1.8836
859 | 12.4723 | 6.5144 | 0.47477 | 1.7818
860 | 11.6909 | 6.9521 | 0.50323 | 2.0675
861 | 12.1852 | 8.0406 | 0.5831 | 1.9471
862 | 12.3605 | 9.0052 | 0.6759 | 1.963
863 | 12.2243 | 9.4913 | 0.69782 | 1.7922
864 | 11.5393 | 10.3879 | 0.75428 | 1.8546
865 | 11.6226 | 10.6742 | 0.78119 | 1.8223
866 | 11.775 | 11.1151 | 0.82278 | 2.0423
867 | 12.2505 | 11.4929 | 0.86205 | 1.9156
868 | 11.8232 | 12.2866 | 0.91929 | 1.9456
869 | 11.8399 | 13.5608 | 0.99842 | 1.9069
870 | 11.9138 | 14.57 | 1.0986 | 1.8309
871 | 12.3101 | 15.8262 | 1.2317 | 1.6558
872 | 12.9667 | 16.7749 | 1.2725 | 2.0309
873 | 14.4099 | 17.216 | 1.3208 | 2.0687
874 | 15.7982 | 17.6983 | 1.3727 | 1.8668
875 | 16.3626 | 18.2206 | 1.3976 | 1.7798
876 | 17.5241 | 18.3263 | 1.4096 | 1.8505
877 | 17.0536 | 16.9626 | 1.278 | 1.9933
878 | 15.7589 | 15.1877 | 1.1499 | 2.1589
879 | 14.0464 | 13.5946 | 1.0116 | 1.9793
880 | 13.8621 | 11.873 | 0.883 | 2.0989
881 | 12.2308 | 10.6168 | 0.81538 | 1.8936
882 | 12.0586 | 10.0903 | 0.76508 | 1.9505
883 | 11.9392 | 9.8655 | 0.74862 | 2.0237
884 | 12.112 | 10.4816 | 0.76133 | 1.7281
885 | 11.9919 | 11.501 | 0.86374 | 1.8298
886 | 11.9614 | 13.1749 | 0.97021 | 1.8818
887 | 12.4946 | 13.8624 | 1.0194 | 2.0178
888 | 11.9432 | 14.5592 | 1.0621 | 1.8499
889 | 11.9549 | 14.6049 | 1.1193 | 1.9489
890 | 12.2495 | 15.4454 | 1.191 | 2.0887
891 | 12.0453 | 16.2704 | 1.2179 | 1.8877
892 | 11.7585 | 16.604 | 1.2855 | 1.8562
893 | 11.9088 | 17.3402 | 1.3064 | 1.8166
894 | 11.9058 | 17.0017 | 1.2672 | 1.9702
895 | 12.1879 | 17.1857 | 1.3305 | 1.969
896 | 13.4978 | 17.0274 | 1.3118 | 1.9352
897 | 14.5759 | 17.2852 | 1.3251 | 2.0532
898 | 16.0608 | 17.279 | 1.352 | 1.9967
899 | 16.4681 | 17.5124 | 1.3176 | 1.9595
900 | 17.4134 | 17.1628 | 1.3082 | 1.8512
901 | 16.5471 | 15.3288 | 1.1829 | 1.9829
902 | 15.9741 | 13.0563 | 0.98096 | 1.8003
903 | 14.9655 | 10.4465 | 0.75776 | 2.0084
904 | 13.082 | 8.4008 | 0.62295 | 1.9695
905 | 12.7895 | 6.5104 | 0.47613 | 1.9171
906 | 12.2302 | 5.6887 | 0.40048 | 1.8714
907 | 11.8275 | 5.6283 | 0.38585 | 1.9985
908 | 11.9523 | 5.9907 | 0.39123 | 1.9208
909 | 12.2003 | 7.4158 | 0.52689 | 1.9053
910 | 11.4286 | 8.6447 | 0.63155 | 1.9468
911 | 12.2661 | 9.5627 | 0.70276 | 1.8787
912 | 12.418 | 10.2347 | 0.75984 | 1.8967
913 | 12.0941 | 10.9651 | 0.82796 | 1.942
914 | 12.0635 | 12.0317 | 0.88808 | 2.0315
915 | 11.6609 | 12.8962 | 0.96426 | 2.0214
916 | 12.2972 | 13.287 | 1.0285 | 1.6932
917 | 12.2164 | 14.6625 | 1.1022 | 1.8379
918 | 12.8438 | 15.6604 | 1.1819 | 1.8237
919 | 12.2652 | 16.7173 | 1.2853 | 1.9153
920 | 13.5961 | 17.5984 | 1.3338 | 1.9835
921 | 14.6074 | 17.7836 | 1.3724 | 1.8195
922 | 15.4148 | 18.1964 | 1.3911 | 1.9743
923 | 17.1696 | 19.0884 | 1.4415 | 1.9614
924 | 17.5023 | 18.6433 | 1.4582 | 1.8537
925 | 16.9893 | 17.5842 | 1.3582 | 1.9836
926 | 15.7563 | 16.4401 | 1.2575 | 1.795
927 | 14.8225 | 15.4271 | 1.1704 | 1.6607
928 | 13.2579 | 14.316 | 1.1064 | 1.8289
929 | 12.7316 | 13.8163 | 1.0445 | 1.8115
930 | 12.0955 | 13.7356 | 1.0491 | 1.8326
931 | 11.655 | 13.3538 | 1.033 | 1.9948
932 | 11.6786 | 13.5578 | 1.0518 | 1.8716
933 | 12.793 | 14.3888 | 1.1041 | 1.9586
934 | 11.8772 | 15.2567 | 1.188 | 1.9814
935 | 12.1836 | 16.5327 | 1.2579 | 1.9211
936 | 12.2397 | 17.2061 | 1.3272 | 1.9232
937 | 12.0337 | 18.1103 | 1.4032 | 1.9123
938 | 11.7824 | 19.3853 | 1.4668 | 1.9073
939 | 11.7822 | 20.2338 | 1.549 | 2.0697
940 | 12.5053 | 21.0097 | 1.6314 | 2.0687
941 | 11.9124 | 12.8899 | 0.94826 | 2.0344
942 | 12.2075 | 13.5399 | 0.9865 | 2.0388
943 | 12.1321 | 13.8675 | 1.0137 | 1.9365
944 | 11.924 | 14.0776 | 1.003 | 1.9177
945 | 11.8579 | 14.257 | 1.0412 | 1.9784
946 | 12.5157 | 14.2231 | 1.049 | 1.9902
947 | 11.6243 | 14.5051 | 1.056 | 1.9699
948 | 12.2094 | 14.3723 | 1.0778 | 1.9713
949 | 11.7458 | 13.8323 | 1.016 | 1.9846
950 | 12.0136 | 13.3527 | 0.95087 | 1.898
951 | 11.8776 | 12.4231 | 0.8847 | 1.9536
952 | 12.0881 | 11.6577 | 0.81976 | 1.8229
953 | 11.6592 | 11.1882 | 0.76417 | 1.9569
954 | 12.0527 | 10.1916 | 0.71806 | 1.9421
955 | 12.0295 | 10.2359 | 0.73282 | 1.9312
956 | 12.5095 | 10.5592 | 0.73051 | 1.8217
957 | 12.0714 | 11.2616 | 0.77938 | 1.8381
958 | 11.5538 | 11.9395 | 0.83618 | 1.9053
959 | 12.3623 | 11.9418 | 0.83964 | 1.7973
960 | 11.4663 | 11.985 | 0.84315 | 2.0025
961 | 11.429 | 12.0964 | 0.87631 | 1.909
962 | 11.6232 | 12.4711 | 0.86093 | 1.9512
963 | 11.8965 | 12.3056 | 0.89329 | 1.9973
964 | 11.6773 | 12.6128 | 0.9108 | 1.8685
965 | 12.2019 | 12.3754 | 0.90376 | 1.7047
966 | 11.5257 | 12.4578 | 0.91754 | 1.9055
967 | 11.8791 | 12.8146 | 0.90864 | 2.2248
968 | 11.6103 | 12.6876 | 0.91895 | 2.0236
969 | 11.9259 | 12.96 | 0.90092 | 1.8349
970 | 11.9498 | 12.6608 | 0.92113 | 1.6986
971 | 12.2663 | 12.6089 | 0.92067 | 2.0695
972 | 12.1158 | 12.6475 | 0.92434 | 1.9698
973 | 12.1505 | 11.8131 | 0.84585 | 1.9249
974 | 12.2168 | 10.7753 | 0.74469 | 2.0798
975 | 11.8136 | 10.0407 | 0.69136 | 1.8215
976 | 11.7025 | 8.7713 | 0.60261 | 2.0023
977 | 11.855 | 8.1057 | 0.54548 | 2.0223
978 | 12.041 | 7.699 | 0.5234 | 1.8924
979 | 12.0075 | 7.63 | 0.51203 | 2.1266
980 | 11.5861 | 7.9358 | 0.52187 | 1.7293
981 | 11.6737 | 8.2884 | 0.56015 | 1.9534
982 | 11.4799 | 8.8832 | 0.62084 | 1.9162
983 | 12.4871 | 9.1386 | 0.62539 | 1.8514
984 | 11.4619 | 9.0043 | 0.63445 | 1.8676
985 | 12.0275 | 9.3762 | 0.65321 | 2.0229
986 | 12.1017 | 9.2704 | 0.67005 | 1.9961
987 | 11.4777 | 9.837 | 0.65335 | 1.9035
988 | 12.5382 | 9.9029 | 0.67785 | 1.9426
989 | 12.0699 | 15.3007 | 1.1495 | 1.9434
990 | 11.9581 | 15.6097 | 1.2035 | 2.0488
991 | 12.8859 | 15.5652 | 1.2173 | 1.788
992 | 13.4852 | 16.1131 | 1.2143 | 1.9629
993 | 14.81 | 16.113 | 1.2277 | 2.0763
994 | 15.8199 | 16.2784 | 1.2265 | 2.0384
995 | 16.3492 | 16.2314 | 1.2493 | 2.0235
996 | 17.5616 | 16.5613 | 1.2461 | 1.9137
997 | 16.952 | 15.9906 | 1.2275 | 2.1265
998 | 15.9313 | 15.8265 | 1.1963 | 2.0006
999 | 14.8375 | 14.8305 | 1.1451 | 1.9541
1000 | 13.5192 | 14.168 | 1.0796 | 1.8561
1001 | 12.5582 | 13.5968 | 1.0228 | 1.9995
1002 | 11.8812 | 12.8764 | 0.97772 | 1.9456
1003 | 11.8729 | 12.9066 | 0.96646 | 2.0222
1004 | 12.405 | 13.0551 | 0.97004 | 1.9404
1005 | 11.8625 | 13.1626 | 1.0222 | 2.0461
1006 | 11.8479 | 13.3703 | 1.0417 | 2.0671
1007 | 12.2971 | 14.183 | 1.0853 | 1.9045
1008 | 12.0762 | 14.6886 | 1.1064 | 1.8064
1009 | 12.1483 | 15.4481 | 1.1499 | 1.699
1010 | 11.8387 | 16.0113 | 1.1998 | 1.9873
1011 | 12.0848 | 16.1882 | 1.2605 | 1.9157
1012 | 12.1479 | 17.3299 | 1.3179 | 1.8393
1013 | 12.3166 | 17.3328 | 1.3254 | 1.8339
1014 | 12.8296 | 17.8612 | 1.3651 | 1.9403
1015 | 13.133 | 18.281 | 1.4186 | 1.9351
1016 | 13.5977 | 18.9241 | 1.4306 | 2.0825
1017 | 14.643 | 19.1823 | 1.4714 | 1.9045
1018 | 16.1005 | 19.2901 | 1.4608 | 2.0994
1019 | 17.0074 | 19.1994 | 1.4969 | 1.7894
1020 | 17.5416 | 19.4342 | 1.4971 | 1.7829
1021 | 16.9429 | 18.4793 | 1.4117 | 2.147
1022 | 15.4581 | 17.7834 | 1.3389 | 1.9979
1023 | 14.4727 | 16.7982 | 1.2725 | 1.9474
1024 | 13.519 | 16.1091 | 1.217 | 1.8148
1025 | 12.604 | 15.3155 | 1.1707 | 1.9549
1026 | 12.6004 | 14.971 | 1.1441 | 1.9654
1027 | 12.2239 | 14.8949 | 1.1291 | 2.122
1028 | 12.3972 | 14.8766 | 1.1404 | 2.1062
1029 | 12.2795 | 15.9008 | 1.2065 | 1.9529
1030 | 12.2115 | 16.6278 | 1.2616 | 1.8266
1031 | 12.3897 | 16.5916 | 1.2648 | 1.8437
1032 | 12.0251 | 16.9563 | 1.3021 | 1.9306
1033 | 12.6451 | 16.969 | 1.3032 | 1.8813
1034 | 11.6679 | 17.167 | 1.2962 | 2.0566
1035 | 12.0005 | 17.2631 | 1.3282 | 1.9612
1036 | 11.9481 | 17.5476 | 1.3461 | 1.841
1037 | 12.1248 | 17.4555 | 1.3567 | 1.854
1038 | 12.0023 | 17.3129 | 1.3055 | 2.0135
1039 | 12.6234 | 17.1707 | 1.3144 | 2.0378
1040 | 12.8259 | 17.1564 | 1.2992 | 1.7458
1041 | 14.3986 | 16.9793 | 1.2985 | 1.7879
1042 | 15.4037 | 16.7861 | 1.278 | 1.8911
1043 | 16.9935 | 16.4821 | 1.2748 | 2.1182
1044 | 17.3135 | 16.6567 | 1.2733 | 1.9646
1045 | 16.3381 | 14.3407 | 1.079 | 1.9885
1046 | 16.0217 | 12.2448 | 0.90291 | 1.9858
1047 | 14.3996 | 10.1834 | 0.75156 | 1.8796
1048 | 13.8599 | 9.1423 | 0.67101 | 2.025
1049 | 12.5871 | 7.5397 | 0.54364 | 1.7199
1050 | 12.4527 | 6.124 | 0.39833 | 2.0106
1051 | 11.6766 | 5.0827 | 0.35272 | 1.8663
1052 | 12.1267 | 5.2326 | 0.37049 | 1.9556
1053 | 11.9103 | 6.3206 | 0.43173 | 1.8339
1054 | 12.2041 | 7.556 | 0.53748 | 1.8741
1055 | 11.7456 | 8.2813 | 0.62089 | 1.9951
1056 | 11.9138 | 9.699 | 0.7115 | 2.0651
1057 | 12.3759 | 10.6188 | 0.78117 | 1.9581
1058 | 11.8043 | 11.2349 | 0.84839 | 1.8065
1059 | 12.1109 | 12.4126 | 0.93748 | 1.7985
1060 | 11.5796 | 13.3556 | 0.98957 | 1.8251
1061 | 11.9661 | 14.8365 | 1.1201 | 1.9999
1062 | 11.9506 | 16.188 | 1.2178 | 2.0349
1063 | 12.6735 | 17.9338 | 1.4048 | 1.9913
1064 | 13.7993 | 18.6089 | 1.4302 | 2.0317
1065 | 14.4475 | 19.6176 | 1.4804 | 1.9096
1066 | 15.8811 | 20.0913 | 1.5496 | 1.9001
1067 | 16.9037 | 20.637 | 1.6172 | 2.0002
1068 | 17.0794 | 21.0536 | 1.6203 | 1.9931
1069 | 16.6638 | 22.6175 | 1.7426 | 1.904
1070 | 15.7856 | 22.1373 | 1.7239 | 1.9822
1071 | 13.7829 | 22.3832 | 1.7218 | 1.8966
1072 | 13.0907 | 22.952 | 1.7874 | 1.8331
1073 | 12.8362 | 23.8897 | 1.8315 | 2.0413
1074 | 11.9905 | 23.7051 | 1.8543 | 1.9044
1075 | 12.1663 | 24.0154 | 1.8577 | 1.9837
1076 | 12.3382 | 22.4889 | 1.725 | 1.9508
1077 | 11.6708 | 22.6536 | 1.7297 | 1.8733
1078 | 12.0648 | 22.3634 | 1.6986 | 1.95
1079 | 12.4918 | 22.7743 | 1.789 | 1.9949
1080 | 12.4163 | 23.6413 | 1.8124 | 2.0237
1081 | 11.8658 | 24.8312 | 1.8954 | 2.035
1082 | 12.1939 | 25.3269 | 1.9688 | 2.0303
1083 | 12.2638 | 26.1617 | 2.0546 | 1.965
1084 | 11.5838 | 27.0111 | 2.0867 | 1.8871
1085 | 12.4281 | 27.0822 | 2.0948 | 1.9386
1086 | 11.5602 | 26.8238 | 2.1103 | 2.0122
1087 | 12.3112 | 27.2006 | 2.0862 | 1.9668
1088 | 13.8787 | 27.0712 | 2.1141 | 1.9665
1089 | 14.6206 | 27.4226 | 2.097 | 1.9731
1090 | 16.1591 | 27.3883 | 2.1176 | 1.8739
1091 | 16.3082 | 27.5345 | 2.1609 | 2.0023
1092 | 17.7225 | 27.079 | 2.1446 | 1.9501
1093 | 17.3891 | 25.988 | 2.0016 | 1.8751
1094 | 15.8411 | 23.9753 | 1.8505 | 1.9746
1095 | 14.4946 | 22.2149 | 1.7279 | 1.9175
1096 | 13.3093 | 20.8207 | 1.6144 | 1.8304
1097 | 12.1075 | 19.6933 | 1.5607 | 1.7725
1098 | 12.4497 | 19.5518 | 1.4901 | 1.8564
1099 | 11.769 | 19.425 | 1.4584 | 2.0587
1100 | 11.5422 | 19.8642 | 1.5268 | 2.0481
1101 | 12.1126 | 20.6707 | 1.5907 | 1.9467
1102 | 11.9702 | 22.2883 | 1.7258 | 1.8547
1103 | 12.317 | 21.6946 | 1.6898 | 1.7898
1104 | 12.5149 | 21.5461 | 1.6408 | 1.8914
1105 | 11.5492 | 20.9918 | 1.6349 | 2.0674
1106 | 11.695 | 20.6219 | 1.5937 | 1.9235
1107 | 11.8733 | 20.3988 | 1.5549 | 1.7776
1108 | 12.1992 | 19.9814 | 1.5353 | 1.9283
1109 | 12.2229 | 11.8464 | 0.84795 | 1.7887
1110 | 11.9317 | 11.9206 | 0.86337 | 1.8605
1111 | 11.9817 | 11.5153 | 0.84489 | 1.9081
1112 | 11.4291 | 11.924 | 0.8183 | 1.8527
1113 | 12.2444 | 11.7528 | 0.84202 | 1.8094
1114 | 12.2866 | 11.5768 | 0.81489 | 1.9906
1115 | 11.1266 | 11.6403 | 0.82939 | 1.907
1116 | 11.4084 | 11.454 | 0.82839 | 1.9881
1117 | 12.0884 | 11.0393 | 0.75675 | 2.1066
1118 | 12.1756 | 10.4087 | 0.73616 | 1.9052
1119 | 12.1895 | 9.914 | 0.67922 | 1.8486
1120 | 11.575 | 9.5403 | 0.64585 | 2.0015
1121 | 12.1487 | 9.0025 | 0.62772 | 1.9492
1122 | 12.1656 | 8.9487 | 0.60218 | 2.0595
1123 | 12.3357 | 8.9001 | 0.60471 | 1.9966
1124 | 11.863 | 8.9892 | 0.62978 | 1.8781
1125 | 11.737 | 9.0596 | 0.64769 | 1.9337
1126 | 11.7412 | 9.5556 | 0.65876 | 1.9899
1127 | 12.2729 | 9.5512 | 0.64029 | 1.8821
1128 | 12.2366 | 8.9871 | 0.61668 | 2.0098
1129 | 12.2053 | 9.058 | 0.63957 | 1.8369
1130 | 11.6652 | 9.2294 | 0.61561 | 1.7409
1131 | 11.445 | 8.347 | 0.56606 | 1.9985
1132 | 11.9857 | 8.4148 | 0.56122 | 2.0973
1133 | 11.5812 | 8.4397 | 0.57915 | 2.0051
1134 | 12.3752 | 8.7729 | 0.59033 | 1.9166
1135 | 11.9114 | 7.9787 | 0.59171 | 2.1868
1136 | 11.8896 | 8.5081 | 0.57997 | 1.9519
1137 | 11.6052 | 8.3898 | 0.56711 | 1.9986
1138 | 11.6387 | 8.5653 | 0.56477 | 1.84
1139 | 12.0073 | 8.399 | 0.5915 | 2.0779
1140 | 11.8731 | 8.1387 | 0.5561 | 1.8158
1141 | 12.4011 | 8.507 | 0.53577 | 1.9794
1142 | 11.3787 | 8.1383 | 0.5361 | 2.03
1143 | 11.8188 | 7.7581 | 0.50596 | 1.9019
1144 | 11.815 | 7.7487 | 0.49507 | 2.0356
1145 | 11.7723 | 7.465 | 0.50812 | 1.8777
1146 | 12.1008 | 7.7295 | 0.47397 | 1.812
1147 | 11.9679 | 7.4104 | 0.49496 | 1.6879
1148 | 11.7436 | 7.0995 | 0.47146 | 1.7237
1149 | 11.6412 | 7.756 | 0.51428 | 1.8665
1150 | 12.0055 | 7.5794 | 0.52045 | 1.8477
1151 | 11.8519 | 7.9409 | 0.51934 | 1.9273
1152 | 11.4974 | 7.9269 | 0.52902 | 2.0203
1153 | 12.1967 | 7.7648 | 0.52108 | 2.1491
1154 | 12.3762 | 8.2031 | 0.5542 | 1.8067
1155 | 11.9688 | 8.1556 | 0.53201 | 1.7927
1156 | 12.0355 | 8.7112 | 0.54361 | 1.7194
1157 | 12.1902 | 13.8871 | 1.0353 | 1.9197
1158 | 12.3821 | 15.4542 | 1.201 | 2.0471
1159 | 12.1878 | 17.6864 | 1.3201 | 1.8235
1160 | 13.4563 | 18.361 | 1.4113 | 1.8209
1161 | 14.6231 | 19.3491 | 1.4971 | 1.9951
1162 | 15.6551 | 20.1156 | 1.5435 | 2.0451
1163 | 17.072 | 20.8014 | 1.601 | 2.0109
1164 | 17.0462 | 20.9286 | 1.5806 | 1.7715
1165 | 16.6805 | 19.3851 | 1.482 | 1.9185
1166 | 15.9326 | 18.3584 | 1.3987 | 2.015
1167 | 14.2486 | 16.9725 | 1.2825 | 2.0767
1168 | 13.511 | 16.394 | 1.2 | 1.788
1169 | 12.3804 | 15.5429 | 1.1643 | 2.0997
1170 | 11.6705 | 15.9285 | 1.2059 | 1.9262
1171 | 12.335 | 16.3314 | 1.2374 | 1.8543
1172 | 12.7724 | 17.2278 | 1.3134 | 1.9963
1173 | 11.6737 | 17.7315 | 1.3449 | 1.9709
1174 | 12.2471 | 18.7559 | 1.4465 | 2.0789
1175 | 11.9407 | 19.1018 | 1.4702 | 1.906
1176 | 11.4946 | 19.687 | 1.5041 | 1.968
1177 | 11.9565 | 19.991 | 1.5455 | 1.9328
1178 | 12.0496 | 20.6771 | 1.6042 | 1.8636
1179 | 11.9063 | 21.1216 | 1.621 | 1.9098
1180 | 12.1639 | 21.1706 | 1.6533 | 2.0101
1181 | 11.9561 | 21.0828 | 1.6432 | 1.9975
1182 | 12.8807 | 20.7708 | 1.6027 | 1.7729
1183 | 12.4951 | 20.4243 | 1.5867 | 1.8791
1184 | 13.218 | 20.2032 | 1.5513 | 2.0972
1185 | 14.1504 | 20.3107 | 1.5314 | 1.8888
1186 | 15.746 | 20.2362 | 1.5305 | 2.1023
1187 | 16.4012 | 19.5863 | 1.5274 | 1.7664
1188 | 16.8661 | 19.3924 | 1.4642 | 2.16
1189 | 17.0054 | 16.6803 | 1.2855 | 1.7145
1190 | 15.7238 | 13.6684 | 1.0114 | 1.8313
1191 | 14.1708 | 10.9102 | 0.8199 | 1.8669
1192 | 13.3514 | 8.8634 | 0.65756 | 1.9083
1193 | 12.8587 | 7.6278 | 0.52607 | 1.9642
1194 | 12.7839 | 6.6164 | 0.45397 | 1.9172
1195 | 12.0707 | 6.4501 | 0.45877 | 1.9455
1196 | 12.1731 | 7.0617 | 0.51466 | 2.0798
1197 | 12.2384 | 8.5019 | 0.63906 | 1.7481
1198 | 11.9017 | 10.422 | 0.76279 | 2.147
1199 | 12.1028 | 10.5487 | 0.76765 | 1.7218
1200 | 11.8757 | 10.3157 | 0.77644 | 1.8364
1201 | 11.7494 | 10.3144 | 0.76458 | 1.8788
1202 | 12.5208 | 10.0252 | 0.75484 | 1.9473
1203 | 11.5991 | 10.3865 | 0.76934 | 1.7951
1204 | 12.4304 | 10.2664 | 0.76072 | 1.7888
1205 | 11.9083 | 10.7277 | 0.77375 | 1.8518
1206 | 12.6511 | 10.6963 | 0.78558 | 1.9186
1207 | 12.3284 | 11.3676 | 0.8049 | 1.949
1208 | 13.2713 | 11.167 | 0.84591 | 1.9891
1209 | 14.4827 | 11.3162 | 0.84505 | 1.8765
1210 | 16.3586 | 11.1767 | 0.84994 | 2.0489
1211 | 16.6916 | 11.3187 | 0.86353 | 1.7191
1212 | 17.1927 | 11.5769 | 0.82722 | 1.751
1213 | 16.9351 | 10.4718 | 0.77539 | 2.0099
1214 | 15.5136 | 9.6333 | 0.70314 | 1.9542
1215 | 14.1438 | 8.5719 | 0.63513 | 2.0012
1216 | 13.3982 | 8.041 | 0.54163 | 1.9168
1217 | 12.5781 | 7.267 | 0.50586 | 1.8381
1218 | 12.5385 | 6.697 | 0.49142 | 1.9797
1219 | 11.7284 | 6.7644 | 0.49874 | 2.0484
1220 | 11.9433 | 6.8711 | 0.50623 | 1.8401
1221 | 11.8991 | 7.3463 | 0.54979 | 1.9187
1222 | 11.2979 | 8.2643 | 0.61203 | 1.882
1223 | 12.2623 | 8.636 | 0.61461 | 1.8653
1224 | 12.1899 | 9.1543 | 0.66247 | 1.9253
1225 | 11.7223 | 9.0088 | 0.65223 | 1.91
1226 | 11.9316 | 8.9319 | 0.66477 | 1.9873
1227 | 11.7966 | 9.0843 | 0.64864 | 1.9311
1228 | 11.9498 | 9.1387 | 0.68859 | 2.0378
1229 | 12.0606 | 9.2309 | 0.71641 | 1.9892
1230 | 12.3059 | 9.6168 | 0.71379 | 2.0207
1231 | 12.9183 | 9.6523 | 0.70861 | 2.0357
1232 | 13.3865 | 9.8136 | 0.71259 | 1.9094
1233 | 14.3191 | 9.6137 | 0.74374 | 1.9131
1234 | 16.4976 | 9.9753 | 0.73417 | 2.0866
1235 | 17.1602 | 9.8223 | 0.73092 | 1.9862
1236 | 16.7479 | 9.541 | 0.70099 | 2.0128
1237 | 16.898 | 7.6992 | 0.5507 | 2.1376
1238 | 15.3452 | 5.8573 | 0.41529 | 2.2019
1239 | 14.8254 | 4.2772 | 0.31029 | 2.324
1240 | 13.0665 | 4.4784 | 0.21895 | 2.3284
1241 | 12.8253 | 4.5279 | 0.22059 | 2.1724
1242 | 12.3387 | 4.6317 | 0.2355 | 2.0012
1243 | 11.9866 | 4.877 | 0.21322 | 1.928
1244 | 12.0599 | 4.5662 | 0.21004 | 1.8786
1245 | 12.5504 | 4.4035 | 0.22263 | 1.8369
1246 | 12.1479 | 4.5402 | 0.21544 | 1.795
1247 | 12.2621 | 4.4578 | 0.20861 | 1.9267
1248 | 12.3613 | 4.4199 | 0.21641 | 1.8165
1249 | 12.187 | 4.2084 | 0.24927 | 1.8905
1250 | 12.1273 | 4.4604 | 0.27985 | 1.9249
1251 | 11.8729 | 5.0322 | 0.31113 | 1.787
1252 | 11.7514 | 4.9629 | 0.35097 | 1.8486
1253 | 12.0876 | 5.3466 | 0.37799 | 1.8749
1254 | 12.5278 | 5.8733 | 0.39987 | 2.0639
1255 | 12.7221 | 6.003 | 0.42317 | 2.0068
1256 | 13.6859 | 6.2098 | 0.42365 | 1.9427
1257 | 14.8749 | 6.0733 | 0.46375 | 1.9844
1258 | 15.6014 | 6.5631 | 0.44938 | 1.7424
1259 | 17.0069 | 6.3583 | 0.44832 | 1.939
1260 | 17.332 | 6.4488 | 0.45905 | 2.0253
1261 | 16.6331 | 5.6352 | 0.38674 | 2.0816
1262 | 15.7287 | 4.6709 | 0.29516 | 1.9832
1263 | 14.4853 | 4.3717 | 0.20543 | 2.0707
1264 | 13.2342 | 4.6538 | 0.19507 | 2.0005
1265 | 12.402 | 4.6295 | 0.23204 | 2.0758
1266 | 12.718 | 4.6705 | 0.22514 | 2.0354
1267 | 11.9696 | 4.1372 | 0.21132 | 1.9065
1268 | 12.5667 | 4.5572 | 0.22406 | 1.7545
1269 | 11.898 | 4.4445 | 0.23281 | 1.8948
1270 | 11.5636 | 4.5088 | 0.21644 | 1.7587
1271 | 12.2342 | 4.4644 | 0.22184 | 1.7642
1272 | 12.4267 | 4.8592 | 0.27069 | 1.8052
1273 | 12.2584 | 5.0339 | 0.3228 | 1.8584
1274 | 11.7789 | 5.6408 | 0.39634 | 2.1707
1275 | 11.9461 | 6.0072 | 0.43018 | 1.8017
1276 | 11.972 | 7.017 | 0.47871 | 1.9268
1277 | 12.2675 | 6.3984 | 0.39774 | 2.1545
1278 | 11.6496 | 7.2954 | 0.47336 | 1.9074
1279 | 11.973 | 8.1991 | 0.56151 | 2.182
1280 | 11.7057 | 8.7982 | 0.57349 | 1.9719
1281 | 11.5494 | 9.036 | 0.63196 | 2.0592
1282 | 11.4689 | 9.7306 | 0.64428 | 1.9607
1283 | 11.7648 | 10.0592 | 0.69516 | 2.0202
1284 | 12.1664 | 9.5661 | 0.65902 | 2.0102
1285 | 12.6108 | 8.6708 | 0.57051 | 1.9698
1286 | 12.3289 | 7.2477 | 0.47207 | 1.9111
1287 | 11.8552 | 6.242 | 0.3963 | 1.8691
1288 | 12.3352 | 5.3161 | 0.32785 | 2.2103
1289 | 12.2303 | 4.8483 | 0.27524 | 1.9908
1290 | 11.9764 | 4.3675 | 0.26641 | 1.8265
1291 | 12.4498 | 4.4445 | 0.25418 | 1.8669
1292 | 12.0885 | 4.8234 | 0.29435 | 2.0455
1293 | 12.065 | 5.6557 | 0.33047 | 1.9034
1294 | 12.5307 | 6.6359 | 0.41108 | 1.9787
1295 | 12.4475 | 6.7745 | 0.44385 | 1.9467
1296 | 11.8774 | 7.3351 | 0.46015 | 2.0019
1297 | 11.7867 | 7.6661 | 0.52184 | 1.876
1298 | 11.8254 | 8.0726 | 0.53129 | 2.1436
1299 | 12.0316 | 8.5811 | 0.56555 | 1.7179
1300 | 11.8446 | 8.3526 | 0.57556 | 1.9372
1301 | 11.4336 | 8.9789 | 0.57451 | 1.998
1302 | 11.5247 | 8.7454 | 0.58284 | 1.8842
1303 | 11.9371 | 8.3027 | 0.58657 | 1.989
1304 | 11.8404 | 8.7958 | 0.6015 | 1.9022
1305 | 11.2657 | 8.3763 | 0.56342 | 2.0073
1306 | 11.9335 | 8.4569 | 0.58761 | 1.9447
1307 | 11.9471 | 8.483 | 0.55993 | 1.9745
1308 | 12.4131 | 8.435 | 0.54698 | 2.0277
1309 | 11.9565 | 7.5745 | 0.51104 | 1.9304
1310 | 11.9728 | 7.1817 | 0.45232 | 1.8858
1311 | 12.2055 | 6.529 | 0.40741 | 1.9546
1312 | 12.0288 | 6.0839 | 0.36746 | 2.1502
1313 | 12.3699 | 5.5775 | 0.33448 | 1.9434
1314 | 11.7771 | 5.1049 | 0.31421 | 2.0273
1315 | 12.3632 | 5.183 | 0.30091 | 1.8273
1316 | 11.8015 | 5.2624 | 0.29449 | 2.0299
1317 | 12.44 | 5.6488 | 0.37287 | 1.9574
1318 | 11.8224 | 6.3633 | 0.36312 | 1.9814
1319 | 11.8028 | 6.5316 | 0.39945 | 1.9735
1320 | 12.3299 | 6.8119 | 0.44016 | 1.9535
1321 | 11.8025 | 6.7991 | 0.45282 | 1.8063
1322 | 11.6423 | 7.0444 | 0.49691 | 1.9319
1323 | 11.6667 | 7.6027 | 0.50283 | 1.7884
1324 | 11.2528 | 8.2107 | 0.5509 | 1.933
1325 | 11.8891 | 12.4481 | 0.93697 | 2.018
1326 | 11.9914 | 13.8439 | 1.0487 | 2.1141
1327 | 12.5176 | 14.9097 | 1.1281 | 1.998
1328 | 13.6485 | 15.7127 | 1.191 | 1.9698
1329 | 14.8835 | 15.9812 | 1.2457 | 2.0798
1330 | 15.9634 | 16.9484 | 1.2754 | 1.8602
1331 | 16.6592 | 17.0581 | 1.3181 | 1.9225
1332 | 17.3031 | 16.6636 | 1.2687 | 1.8882
1333 | 16.6107 | 13.5687 | 1.0187 | 1.8218
1334 | 15.9853 | 10.842 | 0.7977 | 1.901
1335 | 14.498 | 8.0021 | 0.5936 | 1.9858
1336 | 12.9359 | 5.9705 | 0.39925 | 1.805
1337 | 12.3942 | 4.5386 | 0.28489 | 1.8632
1338 | 12.0704 | 4.4929 | 0.20914 | 2.1801
1339 | 11.6084 | 4.422 | 0.22097 | 1.9603
1340 | 12.2229 | 4.6202 | 0.21475 | 1.936
1341 | 11.6071 | 4.9376 | 0.33425 | 2.0706
1342 | 12.3631 | 6.7869 | 0.4991 | 2.0369
1343 | 12.3846 | 8.0205 | 0.58966 | 1.7782
1344 | 12.1128 | 9.1078 | 0.67178 | 1.8292
1345 | 11.8949 | 10.1681 | 0.77084 | 1.8763
1346 | 11.5996 | 10.9684 | 0.81723 | 1.9046
1347 | 12.3099 | 12.2667 | 0.92619 | 1.9795
1348 | 11.4962 | 13.4353 | 0.9837 | 2.1495
1349 | 12.1566 | 14.0051 | 1.0688 | 1.8919
1350 | 12.3998 | 14.7098 | 1.1348 | 1.9756
1351 | 12.286 | 15.6832 | 1.1904 | 1.9267
1352 | 13.5551 | 15.9359 | 1.2334 | 1.9683
1353 | 14.0166 | 16.343 | 1.2624 | 1.8563
1354 | 15.8192 | 17.1817 | 1.2829 | 1.9133
1355 | 17.1844 | 17.1673 | 1.3155 | 1.8792
1356 | 17.3398 | 17.1695 | 1.2932 | 1.8975
1357 | 16.6235 | 15.9577 | 1.1887 | 2.0484
1358 | 15.7945 | 14.3895 | 1.0985 | 2.1856
1359 | 14.8621 | 12.9714 | 0.99738 | 1.9313
1360 | 13.4378 | 12.1595 | 0.89335 | 2.0938
1361 | 12.6475 | 11.2836 | 0.84389 | 1.958
1362 | 12.3178 | 10.7806 | 0.80819 | 1.782
1363 | 12.0144 | 10.5797 | 0.80029 | 1.987
1364 | 11.2356 | 11.0731 | 0.8135 | 1.9846
1365 | 11.9624 | 11.5991 | 0.87853 | 1.8821
1366 | 12.1695 | 12.8981 | 0.95335 | 1.9801
1367 | 11.9027 | 12.9142 | 0.9801 | 1.9944
1368 | 12.3422 | 13.1989 | 0.97011 | 2.0172
1369 | 12.13 | 13.4487 | 0.9862 | 1.7737
1370 | 11.892 | 13.7926 | 1.0212 | 1.9742
1371 | 12.2131 | 13.8728 | 1.0255 | 1.8338
1372 | 11.7062 | 14.0477 | 1.0706 | 1.8568
1373 | 11.6696 | 13.9344 | 1.0751 | 1.9566
1374 | 12.0216 | 13.6299 | 1.0208 | 1.7949
1375 | 13.0358 | 13.7711 | 1.0177 | 1.8266
1376 | 12.8143 | 13.4404 | 1.0089 | 1.9002
1377 | 14.1478 | 13.4102 | 0.99267 | 1.8845
1378 | 15.8659 | 13.2285 | 0.97615 | 1.9724
1379 | 16.2147 | 13.0073 | 0.97341 | 2.0045
1380 | 17.2353 | 12.0719 | 0.92655 | 1.9784
1381 | 17.3227 | 10.0982 | 0.74032 | 1.7834
1382 | 15.1778 | 8.4116 | 0.63837 | 1.8061
1383 | 14.7981 | 7.2217 | 0.52423 | 2.038
1384 | 13.5138 | 5.4492 | 0.385 | 1.825
1385 | 12.0857 | 4.4752 | 0.29421 | 2.0457
1386 | 12.0481 | 4.8013 | 0.25101 | 1.9368
1387 | 11.9492 | 4.7361 | 0.25461 | 1.9091
1388 | 11.9786 | 4.5202 | 0.26804 | 2.0334
1389 | 12.6144 | 5.3555 | 0.35569 | 2.0307
1390 | 11.474 | 6.3132 | 0.4547 | 1.8174
1391 | 12.2787 | 6.6392 | 0.47439 | 1.8906
1392 | 11.8827 | 7.3882 | 0.52527 | 1.8995
1393 | 11.8068 | 7.3686 | 0.57725 | 1.9266
1394 | 12.0671 | 8.3375 | 0.57652 | 2.0183
1395 | 11.9945 | 8.7906 | 0.63904 | 1.9591
1396 | 11.9111 | 9.349 | 0.66869 | 1.9442
1397 | 12.2777 | 9.457 | 0.72272 | 1.9836
1398 | 12.1995 | 10.4739 | 0.76612 | 1.8761
1399 | 12.7376 | 10.8856 | 0.84302 | 1.8457
1400 | 13.7959 | 11.5219 | 0.875 | 1.9358
1401 | 14.1825 | 12.2277 | 0.91969 | 1.9451
1402 | 16.3306 | 11.9889 | 0.91788 | 2.0145
1403 | 17.3208 | 12.3509 | 0.93907 | 1.9974
1404 | 17.6626 | 11.4615 | 0.84994 | 1.8067
1405 | 16.9945 | 8.7551 | 0.65645 | 1.8729
1406 | 14.8735 | 6.8103 | 0.48099 | 2.0438
1407 | 14.4844 | 6.0875 | 0.3875 | 1.9196
1408 | 13.5976 | 4.4997 | 0.29134 | 1.8704
1409 | 12.9517 | 4.6914 | 0.23322 | 1.8309
1410 | 11.7854 | 4.7506 | 0.21321 | 1.8244
1411 | 12.1487 | 4.6248 | 0.23786 | 1.8554
1412 | 11.5758 | 5.3058 | 0.35471 | 1.7896
1413 | 11.4245 | 6.4884 | 0.46457 | 1.9659
1414 | 12.0309 | 7.3447 | 0.56879 | 1.8769
1415 | 12.2494 | 8.2864 | 0.60214 | 2.0463
1416 | 11.7808 | 8.6771 | 0.63672 | 2.076
1417 | 12.2248 | 8.7734 | 0.65346 | 1.7836
1418 | 11.8438 | 9.6106 | 0.70717 | 1.9475
1419 | 11.7364 | 10.3321 | 0.76819 | 1.9214
1420 | 11.9754 | 10.6662 | 0.79595 | 2.0454
1421 | 12.4429 | 11.0031 | 0.81133 | 1.9158
1422 | 12.3444 | 11.4667 | 0.84073 | 2.053
1423 | 12.7288 | 11.7023 | 0.88209 | 1.8379
1424 | 13.2617 | 12.3258 | 0.92145 | 1.9426
1425 | 14.0428 | 12.4189 | 0.95471 | 1.8959
1426 | 15.3818 | 12.4727 | 0.94596 | 1.95
1427 | 16.598 | 12.6482 | 0.97452 | 1.8862
1428 | 17.3653 | 12.4156 | 0.90715 | 1.8446
1429 | 16.812 | 10.3493 | 0.78964 | 1.878
1430 | 15.7396 | 9.1848 | 0.67793 | 2.0509
1431 | 14.6826 | 8.2513 | 0.57238 | 1.9073
1432 | 14.04 | 7.4067 | 0.53492 | 2.0648
1433 | 13.0239 | 6.5563 | 0.47419 | 1.9243
1434 | 12.5755 | 6.2861 | 0.44471 | 1.752
1435 | 11.6685 | 5.9873 | 0.41391 | 1.7388
1436 | 12.1476 | 6.2153 | 0.43633 | 1.786
1437 | 12.222 | 7.2787 | 0.49477 | 1.8902
1438 | 11.9769 | 7.9281 | 0.57986 | 1.8273
1439 | 11.9208 | 8.7984 | 0.65625 | 1.8396
1440 | 12.2068 | 9.1269 | 0.67121 | 1.9626
1441 | 11.8625 | 9.8805 | 0.7204 | 1.9609
1442 | 12.2847 | 10.1762 | 0.74486 | 1.9
1443 | 11.8604 | 10.7271 | 0.79336 | 1.6791
1444 | 11.8259 | 11.5892 | 0.8604 | 1.9406
1445 | 11.6083 | 8.3145 | 0.57985 | 1.8236
1446 | 11.838 | 8.3834 | 0.57666 | 1.8282
1447 | 11.689 | 9.101 | 0.60763 | 1.954
1448 | 12.2485 | 8.7072 | 0.60792 | 2.1223
1449 | 11.8363 | 9.4586 | 0.62878 | 1.6678
1450 | 12.2029 | 9.236 | 0.60982 | 2.0029
1451 | 12.2195 | 9.0712 | 0.65379 | 1.8607
1452 | 11.2687 | 8.9594 | 0.6061 | 1.9553
1453 | 12.7565 | 8.1052 | 0.54262 | 1.8377
1454 | 11.4162 | 7.3801 | 0.47382 | 2.0145
1455 | 12.2618 | 6.7103 | 0.44503 | 2.0917
1456 | 11.9115 | 6.0879 | 0.38953 | 1.87
1457 | 11.5682 | 5.4552 | 0.34695 | 1.8895
1458 | 12.3257 | 5.3796 | 0.32922 | 1.8398
1459 | 11.7734 | 5.1561 | 0.29445 | 2.1475
1460 | 11.8409 | 4.9603 | 0.31192 | 1.8692
1461 | 12.2669 | 5.3089 | 0.29851 | 1.6378
1462 | 11.7954 | 5.9024 | 0.37168 | 1.9782
1463 | 11.7535 | 6.2283 | 0.41029 | 1.89
1464 | 11.9287 | 6.4794 | 0.42442 | 2.0621
1465 | 11.8079 | 7.3971 | 0.47589 | 1.8189
1466 | 11.5583 | 7.7628 | 0.51895 | 2.1688
1467 | 12.0313 | 8.4228 | 0.55509 | 1.8182
1468 | 11.5386 | 8.5036 | 0.5876 | 2.1436
1469 | 12.4541 | 8.942 | 0.61411 | 1.9205
1470 | 11.6151 | 9.9437 | 0.64849 | 1.8617
1471 | 12.6378 | 9.9211 | 0.68427 | 2.1214
1472 | 11.9978 | 10.3699 | 0.72103 | 1.9276
1473 | 12.2549 | 10.2932 | 0.74999 | 1.7681
1474 | 12.1759 | 10.5454 | 0.76316 | 1.9563
1475 | 11.7862 | 10.7022 | 0.76449 | 1.9027
1476 | 12.2555 | 10.5956 | 0.75133 | 1.8053
1477 | 11.6049 | 9.91 | 0.68409 | 1.8777
1478 | 11.4193 | 9.2727 | 0.63854 | 2.0436
1479 | 11.6928 | 8.7038 | 0.61413 | 1.917
1480 | 12.1739 | 8.768 | 0.58328 | 1.9148
1481 | 12.7188 | 8.5285 | 0.58578 | 1.8893
1482 | 12.2089 | 7.9416 | 0.53972 | 1.8705
1483 | 12.11 | 7.8139 | 0.53562 | 1.9093
1484 | 11.9042 | 7.847 | 0.49894 | 1.8719
1485 | 11.8176 | 7.7131 | 0.52681 | 1.988
1486 | 11.8845 | 8.3221 | 0.55487 | 2.0033
1487 | 12.0064 | 8.6077 | 0.57968 | 1.9091
1488 | 11.9971 | 8.9177 | 0.61174 | 1.8676
1489 | 11.713 | 9.3535 | 0.64515 | 1.7368
1490 | 11.7895 | 9.6949 | 0.68228 | 1.8077
1491 | 12.5418 | 10.1309 | 0.69409 | 1.8941
1492 | 12.3605 | 10.3558 | 0.73811 | 2.1503
1493 | 11.856 | 16.7499 | 1.2663 | 1.9273
1494 | 12.1992 | 17.1713 | 1.3246 | 2.052
1495 | 13.0297 | 17.8167 | 1.3739 | 1.7454
1496 | 13.7953 | 17.9939 | 1.3743 | 1.9369
1497 | 14.5657 | 18.37 | 1.3739 | 1.8653
1498 | 16.1581 | 18.1548 | 1.3945 | 1.8916
1499 | 16.8103 | 18.0792 | 1.3988 | 1.8465
1500 | 17.0646 | 18.0822 | 1.3732 | 1.9141
1501 | 17.0406 | 17.1018 | 1.3282 | 2.0426
1502 | 16.0294 | 15.389 | 1.1635 | 1.8816
1503 | 14.3459 | 14.1548 | 1.0903 | 1.9147
1504 | 13.2062 | 13.3165 | 1.0057 | 1.7759
1505 | 12.8041 | 12.233 | 0.93283 | 1.9394
1506 | 12.5695 | 11.4348 | 0.85785 | 1.7548
1507 | 12.369 | 11.0754 | 0.80743 | 1.8253
1508 | 12.4384 | 11.1491 | 0.79941 | 1.6859
1509 | 11.82 | 11.6677 | 0.85616 | 2.0111
1510 | 11.9929 | 12.1531 | 0.93936 | 1.8666
1511 | 11.9298 | 12.6874 | 0.98025 | 1.9034
1512 | 11.8951 | 13.4021 | 1.0217 | 2.149
1513 | 11.991 | 13.778 | 1.0578 | 1.9701
1514 | 11.957 | 14.3623 | 1.0854 | 1.9014
1515 | 12.1327 | 15.0391 | 1.1258 | 1.8964
1516 | 12.1596 | 15.0043 | 1.1925 | 2.0097
1517 | 12.1062 | 15.951 | 1.2075 | 1.9049
1518 | 11.9783 | 16.3942 | 1.2289 | 1.8266
1519 | 12.456 | 16.7392 | 1.2978 | 1.9536
1520 | 13.8675 | 17.3786 | 1.2951 | 1.8025
1521 | 14.6975 | 17.2864 | 1.3027 | 1.9338
1522 | 16.0283 | 17.4514 | 1.3427 | 1.9016
1523 | 16.6048 | 17.9021 | 1.3357 | 2.0744
1524 | 17.0609 | 16.6908 | 1.2753 | 2.021
1525 | 16.3691 | 15.4161 | 1.1722 | 1.8554
1526 | 15.9089 | 14.4634 | 1.0725 | 1.9879
1527 | 14.5959 | 12.3565 | 0.92969 | 1.9568
1528 | 13.6109 | 11.1412 | 0.81921 | 1.9517
1529 | 12.5747 | 10.1803 | 0.75254 | 1.7935
1530 | 12.0911 | 9.0984 | 0.67208 | 1.9293
1531 | 12.1612 | 8.9064 | 0.6386 | 1.8057
1532 | 11.977 | 9.1837 | 0.64121 | 1.9495
1533 | 11.9287 | 9.4573 | 0.70406 | 1.8437
1534 | 11.5293 | 10.8609 | 0.79906 | 1.8733
1535 | 12.1584 | 11.2614 | 0.85222 | 1.9396
1536 | 11.8867 | 11.7574 | 0.87654 | 1.7649
1537 | 12.0115 | 12.2969 | 0.94532 | 1.9464
1538 | 11.7492 | 13.035 | 0.9638 | 1.9289
1539 | 12.0478 | 13.214 | 1.034 | 1.9566
1540 | 11.7724 | 13.8637 | 1.067 | 1.8131
1541 | 11.7992 | 14.7906 | 1.0851 | 1.9539
1542 | 12.1507 | 14.9134 | 1.1122 | 1.8101
1543 | 12.4381 | 15.2401 | 1.1299 | 1.7987
1544 | 13.0932 | 15.2534 | 1.1668 | 2.0913
1545 | 14.4924 | 15.624 | 1.1893 | 2.0536
1546 | 16.412 | 15.6692 | 1.1857 | 2.0457
1547 | 16.2992 | 15.7777 | 1.1954 | 1.9785
1548 | 16.994 | 14.8584 | 1.1509 | 1.9643
1549 | 17.2014 | 14.4728 | 1.122 | 1.9837
1550 | 15.9186 | 12.7015 | 0.94549 | 1.9707
1551 | 14.6492 | 9.8971 | 0.70263 | 1.9961
1552 | 13.2688 | 7.6908 | 0.54821 | 1.8778
1553 | 12.3633 | 6.5809 | 0.47133 | 2.0904
1554 | 12.3512 | 5.7434 | 0.41143 | 2.0567
1555 | 12.3076 | 6.8157 | 0.47794 | 2.0694
1556 | 12.0943 | 6.8754 | 0.49771 | 1.9617
1557 | 12.2636 | 7.5144 | 0.55086 | 1.9408
1558 | 12.086 | 9.0039 | 0.64384 | 1.9678
1559 | 11.892 | 9.6793 | 0.68843 | 1.7767
1560 | 11.7421 | 10.0751 | 0.73116 | 1.8988
1561 | 12.4681 | 10.6172 | 0.76003 | 2.0635
1562 | 11.7859 | 11.1907 | 0.84299 | 1.9926
1563 | 12.002 | 11.7192 | 0.87169 | 1.8612
1564 | 12.3695 | 12.0536 | 0.90598 | 2.0261
1565 | 11.8305 | 12.8228 | 0.97642 | 2.0592
1566 | 11.8704 | 13.615 | 0.98604 | 1.8804
1567 | 12.6106 | 13.9584 | 1.0404 | 1.9326
1568 | 13.5429 | 14.1814 | 1.072 | 2.0168
1569 | 14.6973 | 14.5592 | 1.1175 | 1.9409
1570 | 16.0378 | 14.4813 | 1.1159 | 1.7805
1571 | 16.7799 | 14.9713 | 1.1146 | 1.8783
1572 | 17.1667 | 14.0211 | 1.054 | 1.8833
1573 | 17.0403 | 11.7817 | 0.89539 | 1.8298
1574 | 15.1972 | 9.8556 | 0.7292 | 1.9561
1575 | 14.2466 | 8.5129 | 0.63702 | 2.0337
1576 | 12.8518 | 7.6493 | 0.5607 | 1.9764
1577 | 12.6226 | 7.7438 | 0.57582 | 1.6432
1578 | 12.3018 | 8.4384 | 0.58597 | 1.8962
1579 | 11.3203 | 8.566 | 0.62181 | 1.9176
1580 | 11.9796 | 9.5651 | 0.6792 | 2.0208
1581 | 12.1881 | 10.0601 | 0.79802 | 1.9529
1582 | 12.2427 | 10.9474 | 0.79984 | 2.0057
1583 | 11.2945 | 11.4707 | 0.86207 | 1.9413
1584 | 12.0016 | 11.9534 | 0.9206 | 1.9123
1585 | 11.9498 | 12.8854 | 0.9693 | 1.9157
1586 | 11.8308 | 13.4598 | 1.0232 | 2.019
1587 | 11.6453 | 14.3301 | 1.0742 | 1.9955
1588 | 12.2089 | 15.4016 | 1.144 | 2.0891
1589 | 12.4275 | 16.0101 | 1.2509 | 1.7745
1590 | 12.1117 | 17.7735 | 1.3427 | 1.956
1591 | 11.8047 | 19.1532 | 1.4447 | 1.9532
1592 | 13.002 | 19.7992 | 1.5224 | 2.0289
1593 | 14.4773 | 20.5304 | 1.5605 | 1.845
1594 | 15.5602 | 21.0478 | 1.6186 | 1.9674
1595 | 16.6192 | 21.1914 | 1.6226 | 2.0287
1596 | 17.1917 | 19.7767 | 1.5286 | 1.9047
1597 | 16.8317 | 18.9236 | 1.4224 | 2.0655
1598 | 16.3808 | 17.6201 | 1.334 | 1.8191
1599 | 14.8077 | 17.0162 | 1.2715 | 1.9306
1600 | 13.1617 | 16.1495 | 1.2089 | 1.8811
1601 | 12.5129 | 15.984 | 1.2045 | 1.938
1602 | 12.5129 | 15.8174 | 1.1925 | 1.7794
1603 | 12.1064 | 15.4007 | 1.1763 | 1.7169
1604 | 12.5727 | 15.6561 | 1.1777 | 2.0035
1605 | 11.6465 | 16.0813 | 1.2378 | 2.0628
1606 | 11.7807 | 17.007 | 1.3067 | 2.055
1607 | 12.176 | 17.8484 | 1.3913 | 1.6578
1608 | 11.8042 | 18.8655 | 1.4515 | 2.0693
1609 | 11.8492 | 19.2851 | 1.4953 | 1.916
1610 | 12.0048 | 20.2309 | 1.5682 | 2.0396
1611 | 12.0481 | 20.5954 | 1.6019 | 2.016
1612 | 12.1934 | 21.5446 | 1.6389 | 1.9602
1613 | 12.1547 | 13.3183 | 0.93589 | 1.7893
1614 | 11.9685 | 13.3032 | 0.94949 | 2.0344
1615 | 11.6185 | 13.1461 | 0.96184 | 2.043
1616 | 12.267 | 13.2763 | 0.93619 | 1.8603
1617 | 11.7194 | 13.324 | 0.95724 | 1.9339
1618 | 12.2992 | 13.5754 | 0.95202 | 1.9401
1619 | 11.8323 | 13.4746 | 0.96443 | 1.884
1620 | 12.1282 | 12.7229 | 0.93303 | 1.9745
1621 | 11.8499 | 11.6866 | 0.84751 | 1.8999
1622 | 12.4593 | 10.5833 | 0.77002 | 1.9666
1623 | 12.0039 | 9.9012 | 0.68676 | 1.8743
1624 | 11.8028 | 9.3422 | 0.63207 | 1.7023
1625 | 11.7568 | 8.6086 | 0.57157 | 1.9762
1626 | 12.4627 | 8.0324 | 0.53483 | 2.0149
1627 | 11.4226 | 7.6475 | 0.51145 | 2.1494
1628 | 11.9585 | 7.9341 | 0.52755 | 1.9547
1629 | 11.5476 | 8.3644 | 0.56623 | 1.8533
1630 | 11.8365 | 8.6779 | 0.57974 | 1.8916
1631 | 12.0009 | 9.2065 | 0.65615 | 1.8965
1632 | 11.8321 | 9.4418 | 0.65119 | 1.9269
1633 | 12.0042 | 9.5725 | 0.64838 | 1.9942
1634 | 11.9201 | 9.6081 | 0.64446 | 1.9889
1635 | 11.7789 | 9.7744 | 0.65779 | 1.8774
1636 | 11.8609 | 9.5449 | 0.67203 | 2.0395
1637 | 12.5503 | 9.6293 | 0.68453 | 1.9614
1638 | 11.7366 | 9.6375 | 0.6578 | 2.0134
1639 | 11.8733 | 9.4418 | 0.66573 | 1.9061
1640 | 11.286 | 9.4138 | 0.65846 | 2.0537
1641 | 12.2641 | 9.5136 | 0.65126 | 1.82
1642 | 12.2076 | 9.7109 | 0.66753 | 1.876
1643 | 11.9159 | 9.635 | 0.66865 | 1.9358
1644 | 11.4769 | 9.558 | 0.6561 | 1.986
1645 | 11.5647 | 9.2323 | 0.61833 | 1.9194
1646 | 11.5308 | 9.2547 | 0.62936 | 2.0804
1647 | 11.834 | 8.3485 | 0.59351 | 1.7254
1648 | 12.2512 | 8.1549 | 0.53982 | 2.0957
1649 | 11.8186 | 7.7869 | 0.51085 | 1.986
1650 | 12.0807 | 7.6763 | 0.52064 | 2.127
1651 | 11.8717 | 7.4207 | 0.48708 | 1.9433
1652 | 11.5633 | 7.4967 | 0.4877 | 1.8988
1653 | 12.4416 | 7.3639 | 0.48503 | 1.8434
1654 | 12.0891 | 7.5797 | 0.52388 | 1.8888
1655 | 12.0432 | 7.703 | 0.52633 | 1.936
1656 | 12.2402 | 7.7643 | 0.52788 | 1.827
1657 | 11.932 | 8.2544 | 0.54402 | 1.943
1658 | 12.071 | 8.4152 | 0.57193 | 1.9887
1659 | 11.8764 | 8.7364 | 0.6053 | 1.9065
1660 | 11.7634 | 8.6492 | 0.59978 | 2.1244
1661 | 12.5164 | 13.5056 | 1.0343 | 1.8749
1662 | 11.5043 | 14.0706 | 1.1142 | 1.8157
1663 | 12.2256 | 14.5149 | 1.1215 | 1.9693
1664 | 14.0438 | 14.9808 | 1.1773 | 1.9055
1665 | 14.0058 | 15.4116 | 1.1471 | 1.7248
1666 | 15.8107 | 15.5703 | 1.1795 | 1.9461
1667 | 16.4574 | 14.9693 | 1.1881 | 1.8676
1668 | 17.3515 | 14.163 | 1.0854 | 1.7784
1669 | 16.6711 | 12.9649 | 0.97509 | 1.8532
1670 | 15.9232 | 10.9711 | 0.80523 | 2.0146
1671 | 14.7929 | 9.4337 | 0.67918 | 1.9424
1672 | 13.0939 | 7.7203 | 0.56408 | 2.1697
1673 | 12.3248 | 6.989 | 0.47962 | 2.0218
1674 | 12.1887 | 6.1674 | 0.44028 | 1.7839
1675 | 12.6467 | 5.826 | 0.42027 | 1.9214
1676 | 12.3038 | 5.9822 | 0.41581 | 2.0463
1677 | 12.4515 | 6.5013 | 0.46377 | 1.9497
1678 | 12.5398 | 7.5754 | 0.55904 | 1.9422
1679 | 12.0546 | 8.794 | 0.64847 | 1.6608
1680 | 12.1649 | 9.6497 | 0.72796 | 2.0332
1681 | 12.0926 | 10.3599 | 0.77051 | 2.0033
1682 | 12.2968 | 11.4035 | 0.80858 | 1.8335
1683 | 11.6662 | 11.8506 | 0.91791 | 1.9439
1684 | 12.4448 | 12.9638 | 0.95424 | 2.0434
1685 | 12.6158 | 13.1802 | 1.0177 | 1.847
1686 | 12.3876 | 14.1881 | 1.1002 | 2.1122
1687 | 12.6659 | 14.7685 | 1.1224 | 1.8579
1688 | 13.6928 | 15.2787 | 1.1363 | 1.9032
1689 | 14.9525 | 15.8068 | 1.1829 | 1.9391
1690 | 15.456 | 15.5793 | 1.1787 | 1.9828
1691 | 16.2592 | 15.8438 | 1.168 | 1.9351
1692 | 16.9463 | 15.5739 | 1.1631 | 2.0345
1693 | 16.9016 | 15.1577 | 1.1682 | 1.9754
1694 | 15.862 | 13.7175 | 1.0517 | 1.9542
1695 | 14.4277 | 11.0939 | 0.82334 | 1.8525
1696 | 13.5651 | 9.2844 | 0.65926 | 1.9061
1697 | 12.4206 | 7.3228 | 0.52931 | 1.7191
1698 | 12.0549 | 7.6201 | 0.52812 | 2.0266
1699 | 11.5249 | 7.6678 | 0.5566 | 1.7932
1700 | 12.4335 | 8.5404 | 0.62414 | 1.8984
1701 | 12.5383 | 9.289 | 0.69864 | 2.0163
1702 | 12.0825 | 10.2603 | 0.75498 | 1.9014
1703 | 12.4521 | 11.0062 | 0.82209 | 1.9392
1704 | 12.2495 | 11.4784 | 0.86664 | 1.988
1705 | 12.0203 | 12.1131 | 0.92177 | 1.8415
1706 | 11.7756 | 12.5093 | 0.95148 | 1.9009
1707 | 12.0093 | 12.8822 | 0.99733 | 1.9645
1708 | 11.8083 | 13.511 | 1.033 | 1.9022
1709 | 11.8056 | 14.2399 | 1.083 | 1.9889
1710 | 12.4077 | 15.0443 | 1.1172 | 1.7735
1711 | 12.5324 | 15.4483 | 1.1686 | 1.9922
1712 | 14.0824 | 15.74 | 1.2085 | 1.8727
1713 | 14.5343 | 16.0942 | 1.2298 | 1.8399
1714 | 15.6098 | 16.2685 | 1.2274 | 1.9219
1715 | 17.2681 | 16.1601 | 1.2452 | 1.8727
1716 | 16.7767 | 14.6097 | 1.0982 | 1.9234
1717 | 16.693 | 12.4035 | 0.90894 | 2.0551
1718 | 15.5423 | 11.0207 | 0.81589 | 2.0171
1719 | 14.8733 | 9.5798 | 0.68228 | 1.7034
1720 | 13.1027 | 7.3557 | 0.5276 | 2.0172
1721 | 12.7727 | 6.1406 | 0.44924 | 1.9659
1722 | 12.5324 | 5.1852 | 0.34501 | 1.9677
1723 | 11.8761 | 4.5609 | 0.33562 | 1.959
1724 | 12.0322 | 4.5771 | 0.31092 | 1.7827
1725 | 11.5255 | 5.7802 | 0.36868 | 1.895
1726 | 11.8792 | 7.053 | 0.50232 | 2.0744
1727 | 12.2224 | 8.6658 | 0.63293 | 1.9668
1728 | 11.7453 | 8.6709 | 0.63783 | 1.7972
1729 | 12.2736 | 9.154 | 0.66708 | 1.8924
1730 | 11.5539 | 9.4517 | 0.70439 | 2.1169
1731 | 11.5738 | 9.715 | 0.72929 | 1.9329
1732 | 11.7967 | 10.4022 | 0.73596 | 1.8754
1733 | 11.9472 | 10.0427 | 0.74961 | 1.9746
1734 | 11.5994 | 10.4249 | 0.79039 | 2.117
1735 | 12.2967 | 10.5645 | 0.78998 | 1.9287
1736 | 12.974 | 10.8291 | 0.81041 | 1.7758
1737 | 14.7315 | 10.7572 | 0.80959 | 2.0342
1738 | 15.4831 | 10.943 | 0.81004 | 2.0801
1739 | 17.2078 | 10.6778 | 0.81743 | 1.9279
1740 | 17.3062 | 10.3529 | 0.78386 | 1.8031
1741 | 17.0117 | 9.8577 | 0.73823 | 1.9256
1742 | 15.9279 | 9.3906 | 0.68919 | 2.0953
1743 | 14.6377 | 8.5629 | 0.64141 | 1.6857
1744 | 13.2648 | 8.2616 | 0.58486 | 1.8036
1745 | 12.5877 | 7.6456 | 0.56009 | 1.9981
1746 | 11.3943 | 7.3186 | 0.54217 | 1.9455
1747 | 12.593 | 7.1441 | 0.51863 | 1.911
1748 | 12.334 | 7.0248 | 0.49377 | 2.0265
1749 | 12.2229 | 7.7745 | 0.58587 | 1.7807
1750 | 11.9968 | 7.6814 | 0.55547 | 1.8969
1751 | 12.0944 | 7.9153 | 0.58243 | 1.9197
1752 | 11.8087 | 8.3676 | 0.64224 | 2.0547
1753 | 11.3473 | 9.3898 | 0.68438 | 1.8465
1754 | 12.2112 | 9.9878 | 0.70277 | 2.0761
1755 | 11.9958 | 10.3009 | 0.75591 | 2.0153
1756 | 12.2725 | 10.9039 | 0.81254 | 1.8572
1757 | 12.796 | 11.6795 | 0.85041 | 1.7754
1758 | 12.059 | 12.5319 | 0.93809 | 2.1204
1759 | 12.5702 | 13.2633 | 0.99185 | 1.9214
1760 | 13.2404 | 13.7204 | 1.0318 | 1.9494
1761 | 14.7784 | 13.9601 | 1.0659 | 1.9467
1762 | 15.0443 | 14.3573 | 1.0822 | 1.8097
1763 | 17.2798 | 14.0465 | 1.1049 | 1.8277
1764 | 16.6747 | 12.5074 | 0.96599 | 1.9368
1765 | 16.7487 | 10.7022 | 0.79012 | 1.8944
1766 | 16.2071 | 8.569 | 0.59498 | 1.9122
1767 | 14.0115 | 6.0071 | 0.44384 | 2.0812
1768 | 12.8397 | 4.4834 | 0.30243 | 2.1626
1769 | 12.6104 | 4.2824 | 0.17618 | 2.0681
1770 | 11.8998 | 4.5501 | 0.20313 | 1.9119
1771 | 11.8226 | 4.3316 | 0.20606 | 1.9165
1772 | 11.7774 | 4.507 | 0.18564 | 1.9648
1773 | 11.6079 | 4.5879 | 0.22463 | 1.952
1774 | 12.032 | 4.3512 | 0.27453 | 1.8636
1775 | 11.6426 | 5.895 | 0.41634 | 1.9165
1776 | 11.9332 | 7.0465 | 0.49569 | 1.8022
1777 | 12.4128 | 7.6981 | 0.52519 | 1.8613
1778 | 11.9927 | 8.7944 | 0.62918 | 2.0522
1779 | 11.5418 | 9.6924 | 0.70343 | 1.9578
1780 | 11.2559 | 10.6294 | 0.79697 | 2.0137
1781 | 11.561 | 7.7594 | 0.54445 | 1.8092
1782 | 12.1801 | 8.5151 | 0.55106 | 1.9229
1783 | 11.9972 | 8.9491 | 0.62255 | 1.9201
1784 | 11.7926 | 9.1833 | 0.61687 | 1.8148
1785 | 12.0465 | 9.3218 | 0.64266 | 1.9487
1786 | 11.9109 | 9.3991 | 0.65764 | 1.9848
1787 | 12.1784 | 9.5548 | 0.6269 | 2.0358
1788 | 12.1421 | 8.6302 | 0.56023 | 1.8272
1789 | 11.5646 | 7.3949 | 0.48605 | 2.0971
1790 | 11.7069 | 6.0427 | 0.38198 | 2.0878
1791 | 11.7706 | 5.0721 | 0.29589 | 1.9626
1792 | 11.9511 | 4.8217 | 0.22697 | 2.0786
1793 | 11.9512 | 4.5231 | 0.20418 | 2.1257
1794 | 12.291 | 4.4542 | 0.2061 | 2.014
1795 | 11.9874 | 4.7203 | 0.21601 | 2.0086
1796 | 12.0278 | 4.7436 | 0.22019 | 1.907
1797 | 11.4291 | 4.389 | 0.2115 | 2.0703
1798 | 11.7074 | 4.792 | 0.23151 | 1.8382
1799 | 11.859 | 5.2057 | 0.29011 | 1.9838
1800 | 12.2029 | 5.1329 | 0.29818 | 1.8344
1801 | 12.0291 | 5.5321 | 0.31682 | 2.1156
1802 | 11.9063 | 5.3872 | 0.3528 | 1.8411
1803 | 12.4654 | 6.0475 | 0.34651 | 1.9422
1804 | 11.3304 | 6.2693 | 0.40552 | 1.8848
1805 | 11.4398 | 6.5052 | 0.40291 | 2.0008
1806 | 11.4522 | 6.3291 | 0.39484 | 1.7741
1807 | 12.3411 | 6.4107 | 0.41983 | 2.0767
1808 | 11.4255 | 6.0452 | 0.40079 | 2.0276
1809 | 11.9023 | 6.5353 | 0.42093 | 2.0242
1810 | 11.7966 | 6.5576 | 0.43301 | 1.9531
1811 | 11.422 | 6.1011 | 0.43629 | 2.2375
1812 | 11.847 | 5.3733 | 0.32267 | 2.0718
1813 | 11.6077 | 4.6887 | 0.23732 | 2.4215
1814 | 11.7023 | 4.7133 | 0.22568 | 2.3788
1815 | 11.6712 | 4.6862 | 0.22434 | 2.4664
1816 | 11.4655 | 4.4378 | 0.20551 | 2.3857
1817 | 11.4806 | 4.3174 | 0.20661 | 2.3873
1818 | 12.2117 | 4.5765 | 0.19133 | 2.4124
1819 | 11.2957 | 4.6471 | 0.21675 | 2.1671
1820 | 11.8481 | 4.3306 | 0.21576 | 2.0365
1821 | 11.5362 | 4.5731 | 0.2305 | 2.1556
1822 | 12.0525 | 4.5231 | 0.21481 | 2.0578
1823 | 11.6724 | 4.6857 | 0.20635 | 1.9736
1824 | 12.1019 | 4.3262 | 0.21676 | 1.9004
1825 | 12.0265 | 4.6212 | 0.22057 | 1.8504
1826 | 12.1368 | 4.5086 | 0.22046 | 1.8376
1827 | 12.0266 | 4.7752 | 0.21644 | 1.8508
1828 | 12.0997 | 4.5197 | 0.22418 | 1.8269
1829 | 12.3224 | 4.6699 | 0.22596 | 1.9747
1830 | 12.1605 | 4.8396 | 0.34019 | 1.8563
1831 | 12.6441 | 5.9746 | 0.40822 | 1.9344
1832 | 13.5743 | 6.8767 | 0.4721 | 2.0901
1833 | 14.5122 | 7.0082 | 0.51687 | 1.6956
1834 | 15.5705 | 7.7782 | 0.54958 | 1.8073
1835 | 16.3833 | 7.7545 | 0.5582 | 1.782
1836 | 17.5004 | 6.8452 | 0.51281 | 2.0591
1837 | 16.8862 | 6.7935 | 0.48065 | 1.8446
1838 | 16.6504 | 5.226 | 0.38574 | 1.9453
1839 | 14.1542 | 5.6915 | 0.40666 | 2.2916
1840 | 12.9606 | 5.7485 | 0.41051 | 2.1387
1841 | 12.9343 | 5.0292 | 0.33562 | 1.9632
1842 | 12.7525 | 4.304 | 0.25357 | 2.1325
1843 | 11.8033 | 4.4812 | 0.21484 | 1.9693
1844 | 11.9855 | 4.8606 | 0.2121 | 2.0731
1845 | 11.7492 | 4.5794 | 0.21863 | 1.9342
1846 | 12.1098 | 4.3274 | 0.21159 | 2.0232
1847 | 12.102 | 4.5252 | 0.23078 | 2.0119
1848 | 11.9048 | 4.5657 | 0.20524 | 1.8843
1849 | 12.0397 | 4.6876 | 0.26067 | 2.0164
1850 | 12.0817 | 4.5021 | 0.27818 | 2.0167
1851 | 11.8335 | 4.77 | 0.31972 | 1.9051
1852 | 11.8222 | 5.1028 | 0.34822 | 1.8596
1853 | 12.0727 | 5.6053 | 0.35876 | 1.9886
1854 | 12.2247 | 5.3668 | 0.37624 | 1.9126
1855 | 12.5492 | 5.3998 | 0.37662 | 1.9538
1856 | 13.2143 | 5.7055 | 0.38712 | 1.8928
1857 | 14.3751 | 6.141 | 0.42471 | 1.8866
1858 | 15.4127 | 6.4215 | 0.45092 | 1.9626
1859 | 16.8707 | 5.5825 | 0.40389 | 2.0058
1860 | 17.0067 | 5.5351 | 0.38634 | 1.7852
1861 | 17.0859 | 5.2294 | 0.36441 | 2.029
1862 | 16.1955 | 5.1305 | 0.33079 | 1.8307
1863 | 13.6259 | 4.8058 | 0.33552 | 1.9442
1864 | 13.4431 | 4.9654 | 0.31442 | 1.8493
1865 | 12.138 | 4.5106 | 0.30729 | 2.0179
1866 | 12.2442 | 4.6184 | 0.30653 | 1.8243
1867 | 11.879 | 4.777 | 0.2862 | 1.8918
1868 | 12.1472 | 4.2614 | 0.28586 | 1.9271
1869 | 12.0508 | 4.593 | 0.28962 | 1.9763
1870 | 12.0586 | 4.799 | 0.31228 | 1.9802
1871 | 11.8355 | 5.36 | 0.35972 | 1.9491
1872 | 12.0726 | 6.4903 | 0.46094 | 1.9364
1873 | 12.0445 | 5.6201 | 0.38296 | 1.9157
1874 | 11.8693 | 6.1277 | 0.43785 | 1.8084
1875 | 12.0342 | 6.1976 | 0.43499 | 1.9151
1876 | 11.8537 | 6.3931 | 0.45835 | 2.0506
1877 | 12.1157 | 7.1443 | 0.49926 | 1.7837
1878 | 11.8379 | 7.7473 | 0.57954 | 2.0402
1879 | 12.1697 | 8.1261 | 0.56914 | 1.9664
1880 | 13.3806 | 8.5636 | 0.59657 | 1.8704
1881 | 14.0351 | 9.0095 | 0.65627 | 1.7918
1882 | 15.9799 | 9.3692 | 0.68155 | 2.0882
1883 | 16.6928 | 9.146 | 0.65378 | 1.9967
1884 | 17.3022 | 8.9796 | 0.64409 | 1.8008
1885 | 17.609 | 8.7947 | 0.6666 | 1.958
1886 | 15.9197 | 8.6342 | 0.64711 | 1.9438
1887 | 14.5653 | 8.2451 | 0.65299 | 1.9222
1888 | 13.1847 | 8.5532 | 0.62582 | 2.0044
1889 | 12.1206 | 8.3949 | 0.62751 | 1.9336
1890 | 12.681 | 8.6844 | 0.64168 | 1.9255
1891 | 12.6196 | 8.4334 | 0.6199 | 2.0255
1892 | 11.9607 | 8.9802 | 0.65246 | 1.9891
1893 | 12.1707 | 8.9807 | 0.64118 | 1.8976
1894 | 11.796 | 9.2177 | 0.65263 | 1.9103
1895 | 11.6067 | 8.9037 | 0.64703 | 1.8539
1896 | 11.4591 | 9.287 | 0.67651 | 1.8075
1897 | 12.0057 | 9.6046 | 0.70206 | 1.8687
1898 | 11.7201 | 9.8666 | 0.69991 | 1.8854
1899 | 11.8032 | 10.3043 | 0.77434 | 1.8831
1900 | 11.5713 | 11.1996 | 0.80664 | 2.0155
1901 | 11.4984 | 10.4044 | 0.7699 | 1.93
1902 | 12.6336 | 10.8786 | 0.79451 | 1.9939
1903 | 13.1219 | 10.0777 | 0.76546 | 1.875
1904 | 13.4747 | 10.1159 | 0.75157 | 1.858
1905 | 14.212 | 10.173 | 0.75343 | 1.9257
1906 | 15.7886 | 10.2595 | 0.77879 | 1.8732
1907 | 16.3845 | 9.91 | 0.75103 | 1.7434
1908 | 17.3729 | 9.3996 | 0.67988 | 1.9513
1909 | 16.3572 | 8.5243 | 0.63107 | 1.9292
1910 | 15.2421 | 7.7915 | 0.55969 | 1.7309
1911 | 14.8077 | 7.0594 | 0.50472 | 1.9514
1912 | 13.4487 | 6.8531 | 0.47541 | 1.8561
1913 | 13.2281 | 6.57 | 0.45278 | 1.9809
1914 | 12.0939 | 5.8546 | 0.43705 | 1.9881
1915 | 12.5886 | 6.3427 | 0.41027 | 1.7714
1916 | 11.9629 | 6.1721 | 0.4056 | 1.7442
1917 | 11.8262 | 6.3334 | 0.43681 | 1.9038
1918 | 11.9557 | 6.623 | 0.47083 | 1.9745
1919 | 11.7063 | 7.1885 | 0.51186 | 1.8596
1920 | 11.5413 | 7.4309 | 0.54613 | 1.9172
1921 | 12.0805 | 7.7116 | 0.54589 | 1.6487
1922 | 11.551 | 7.8789 | 0.56918 | 1.8197
1923 | 12.1569 | 8.0711 | 0.57775 | 2.0469
1924 | 12.2698 | 8.3511 | 0.5857 | 1.8928
1925 | 12.3743 | 8.1773 | 0.61995 | 1.9599
1926 | 12.2799 | 8.698 | 0.58918 | 1.8623
1927 | 12.0235 | 8.9066 | 0.63648 | 2.0106
1928 | 13.3196 | 8.5593 | 0.63097 | 1.9804
1929 | 14.7411 | 8.8683 | 0.64033 | 1.7775
1930 | 16.0931 | 8.7966 | 0.6304 | 1.8192
1931 | 17.1651 | 8.6864 | 0.63525 | 1.8151
1932 | 17.6615 | 7.9384 | 0.56006 | 2.047
1933 | 16.5042 | 6.7494 | 0.46194 | 2.0693
1934 | 15.3767 | 6.1648 | 0.42033 | 1.8962
1935 | 14.6396 | 4.5169 | 0.32758 | 2.1796
1936 | 13.4102 | 4.5293 | 0.2436 | 1.9684
1937 | 12.768 | 4.8806 | 0.20646 | 2.0461
1938 | 12.6519 | 4.404 | 0.21269 | 1.8387
1939 | 12.1135 | 4.2483 | 0.23708 | 1.9302
1940 | 12.0447 | 4.2718 | 0.21166 | 1.9668
1941 | 12.3038 | 4.4006 | 0.19252 | 1.8982
1942 | 11.1645 | 4.5042 | 0.24792 | 1.8967
1943 | 11.8001 | 4.4361 | 0.27669 | 1.8499
1944 | 11.5272 | 4.9817 | 0.34331 | 2.0267
1945 | 11.7871 | 5.786 | 0.3992 | 1.911
1946 | 11.5699 | 6.7226 | 0.46398 | 1.8724
1947 | 11.6579 | 7.2436 | 0.50606 | 1.7827
1948 | 11.3865 | 7.9158 | 0.56041 | 1.8611
1949 | 12.5711 | 6.8053 | 0.42873 | 1.8805
1950 | 12.3781 | 7.0259 | 0.44512 | 1.8599
1951 | 11.6679 | 7.6168 | 0.49653 | 2.1204
1952 | 11.9036 | 7.5864 | 0.50245 | 1.8953
1953 | 11.8456 | 7.7185 | 0.51842 | 1.8988
1954 | 12.256 | 8.1535 | 0.5524 | 1.9845
1955 | 12.1161 | 8.1513 | 0.53756 | 1.8209
1956 | 11.9461 | 7.1885 | 0.46648 | 2.0572
1957 | 11.6269 | 6.4202 | 0.41453 | 2.061
1958 | 12.1946 | 5.6805 | 0.36061 | 1.9605
1959 | 11.5922 | 4.8362 | 0.28853 | 2.0135
1960 | 12.354 | 4.2746 | 0.22593 | 1.8109
1961 | 12.0381 | 4.3455 | 0.21557 | 1.946
1962 | 12.2813 | 4.5927 | 0.20241 | 1.9823
1963 | 12.4868 | 4.4263 | 0.21542 | 1.8952
1964 | 11.4967 | 4.448 | 0.23611 | 1.7686
1965 | 12.0355 | 4.6694 | 0.20422 | 1.9806
1966 | 11.9142 | 4.6137 | 0.26359 | 1.909
1967 | 12.2046 | 5.3162 | 0.29596 | 2.0197
1968 | 11.9541 | 5.5076 | 0.31003 | 2.1171
1969 | 12.0252 | 5.7204 | 0.35236 | 1.8314
1970 | 12.3006 | 6.1117 | 0.39246 | 2.0735
1971 | 11.6144 | 6.5 | 0.39358 | 2.0064
1972 | 12.0367 | 6.7284 | 0.43275 | 1.982
1973 | 12.4569 | 6.8739 | 0.4534 | 1.7652
1974 | 12.0296 | 7.0437 | 0.46525 | 1.9835
1975 | 12.0752 | 7.3934 | 0.46586 | 2.0384
1976 | 12.1287 | 7.19 | 0.50589 | 1.9321
1977 | 12.2576 | 7.6129 | 0.50496 | 1.9313
1978 | 11.8436 | 7.6021 | 0.49342 | 1.9581
1979 | 11.8273 | 7.651 | 0.50844 | 1.9003
1980 | 11.6054 | 6.5241 | 0.42384 | 1.9819
1981 | 12.0627 | 5.5706 | 0.35125 | 1.9064
1982 | 12.0352 | 5.858 | 0.35952 | 1.9706
1983 | 11.9661 | 5.5103 | 0.29957 | 1.8647
1984 | 11.6358 | 4.4339 | 0.24489 | 1.9795
1985 | 12.0253 | 4.97 | 0.23253 | 1.8733
1986 | 11.8374 | 4.4461 | 0.21373 | 1.8055
1987 | 12.0952 | 4.656 | 0.21925 | 2.0987
1988 | 12.0606 | 4.5293 | 0.19906 | 1.8652
1989 | 11.4503 | 4.5883 | 0.22965 | 1.8208
1990 | 12.6177 | 4.7113 | 0.24265 | 1.9309
1991 | 11.8991 | 4.6964 | 0.2755 | 1.9448
1992 | 11.9841 | 5.0003 | 0.30373 | 2.0866
1993 | 12.3407 | 5.1019 | 0.31149 | 2.0333
1994 | 11.8893 | 5.6374 | 0.33492 | 2.0251
1995 | 12.0067 | 5.7755 | 0.34946 | 2.0198
1996 | 12.3528 | 5.8978 | 0.36854 | 1.9525
1997 | 11.9724 | 7.5583 | 0.55615 | 1.9486
1998 | 12.3663 | 7.6566 | 0.56346 | 2.1041
1999 | 12.3887 | 8.301 | 0.57406 | 2.0441
2000 | 13.0818 | 8.0827 | 0.57876 | 1.9234
2001 | 14.3609 | 8.6392 | 0.60813 | 1.9741
2002 | 15.6947 | 8.3815 | 0.60906 | 1.8417
2003 | 16.7271 | 8.3496 | 0.60206 | 1.88
2004 | 16.8524 | 7.2295 | 0.52711 | 1.8823
2005 | 16.8492 | 6.1374 | 0.44885 | 1.8874
2006 | 15.3586 | 5.6887 | 0.3871 | 1.989
2007 | 14.4346 | 5.4643 | 0.3376 | 2.0196
2008 | 13.2937 | 4.808 | 0.31665 | 1.8673
2009 | 12.6378 | 4.626 | 0.28653 | 1.9767
2010 | 12.166 | 4.5753 | 0.27147 | 1.9853
2011 | 12.0731 | 4.739 | 0.28169 | 1.8562
2012 | 11.643 | 4.7215 | 0.27451 | 2.0275
2013 | 12.0324 | 4.1723 | 0.27202 | 1.9135
2014 | 11.5972 | 5.0977 | 0.34229 | 1.9075
2015 | 12.224 | 5.3825 | 0.39213 | 2.1211
2016 | 12.2197 | 5.8739 | 0.38101 | 1.9222
2017 | 12.3224 | 6.2249 | 0.4222 | 1.9565
2018 | 11.8017 | 6.5033 | 0.45786 | 1.9108
2019 | 11.9167 | 7.193 | 0.48647 | 1.8228
2020 | 11.6874 | 7.6717 | 0.56171 | 1.8657
2021 | 11.7312 | 8.1914 | 0.56748 | 1.8955
2022 | 11.6998 | 7.7359 | 0.5874 | 2.0283
2023 | 12.6223 | 8.5156 | 0.63478 | 1.9166
2024 | 13.0023 | 8.4647 | 0.63786 | 1.9554
2025 | 14.8399 | 8.6386 | 0.63642 | 1.8998
2026 | 15.5229 | 8.8102 | 0.63963 | 1.9043
2027 | 17.0329 | 8.7804 | 0.63921 | 1.9404
2028 | 17.3107 | 8.7507 | 0.65072 | 1.935
2029 | 16.7793 | 7.6791 | 0.55238 | 1.9534
2030 | 15.9944 | 7.1312 | 0.49775 | 1.9586
2031 | 14.3469 | 7.1494 | 0.47078 | 1.91
2032 | 13.2655 | 6.2334 | 0.46904 | 1.9425
2033 | 11.9154 | 5.9716 | 0.42905 | 1.9494
2034 | 11.8593 | 5.8609 | 0.39258 | 1.9158
2035 | 11.9026 | 5.7248 | 0.37091 | 2.063
2036 | 11.7419 | 5.499 | 0.39337 | 2.0327
2037 | 11.8338 | 5.4158 | 0.38094 | 1.8006
2038 | 12.0031 | 6.1191 | 0.42789 | 1.9503
2039 | 11.9837 | 6.8208 | 0.44142 | 2.0114
2040 | 11.8724 | 6.9324 | 0.48829 | 1.9947
2041 | 12.5319 | 7.6965 | 0.53313 | 1.9154
2042 | 12.0817 | 7.8868 | 0.60014 | 1.8302
2043 | 12.2669 | 8.8506 | 0.6261 | 1.8762
2044 | 11.4748 | 9.2311 | 0.68258 | 1.9386
2045 | 12.4075 | 9.9569 | 0.75197 | 2.0985
2046 | 12.0885 | 10.9013 | 0.79931 | 1.826
2047 | 12.9654 | 11.6702 | 0.85661 | 1.7905
2048 | 13.3483 | 11.8767 | 0.87984 | 1.9885
2049 | 14.1544 | 12.1883 | 0.90355 | 1.9982
2050 | 16.1516 | 12.5055 | 0.94878 | 2.0268
2051 | 17.1676 | 11.9259 | 0.88874 | 2.2736
2052 | 17.2379 | 8.9688 | 0.66694 | 2.5564
2053 | 16.0891 | 5.6483 | 0.42026 | 2.5702
2054 | 15.6329 | 4.5263 | 0.20164 | 2.6919
2055 | 13.5297 | 4.545 | 0.22241 | 2.7302
2056 | 12.1613 | 4.5319 | 0.21053 | 2.7948
2057 | 12.4047 | 4.5393 | 0.2055 | 2.6858
2058 | 11.8796 | 4.8057 | 0.2018 | 2.5368
2059 | 11.5864 | 4.5351 | 0.22684 | 2.197
2060 | 12.0409 | 4.699 | 0.21341 | 2.1011
2061 | 12.081 | 4.5443 | 0.21399 | 1.9878
2062 | 12.0166 | 4.4404 | 0.20285 | 2.1782
2063 | 11.8786 | 4.4834 | 0.21379 | 1.7743
2064 | 12.555 | 4.8517 | 0.20702 | 2.0802
2065 | 11.8618 | 4.5579 | 0.21822 | 2.0889
2066 | 12.11 | 5.0367 | 0.2454 | 1.9201
2067 | 11.314 | 5.4338 | 0.35782 | 1.9529
2068 | 11.5036 | 6.3646 | 0.45092 | 1.9702
2069 | 11.9921 | 7.5063 | 0.56369 | 1.8979
2070 | 12.3008 | 9.0272 | 0.64094 | 1.867
2071 | 12.744 | 9.6318 | 0.72709 | 1.9231
2072 | 13.0342 | 10.2814 | 0.77619 | 1.9186
2073 | 14.8012 | 11.0059 | 0.84533 | 1.8562
2074 | 15.6417 | 11.5301 | 0.86347 | 2.1644
2075 | 16.6726 | 10.7033 | 0.80202 | 2.2433
2076 | 16.9123 | 7.9841 | 0.55287 | 2.7099
2077 | 16.5626 | 4.7665 | 0.32462 | 2.6553
2078 | 14.794 | 4.5971 | 0.20521 | 2.6387
2079 | 13.464 | 4.5523 | 0.21771 | 2.6143
2080 | 12.9637 | 4.6624 | 0.21355 | 2.7865
2081 | 11.8795 | 4.6478 | 0.20443 | 2.7152
2082 | 11.7798 | 4.5769 | 0.21828 | 2.4704
2083 | 12.4184 | 4.178 | 0.2084 | 2.2343
2084 | 12.137 | 4.5141 | 0.21714 | 2.047
2085 | 12.2706 | 4.3604 | 0.20799 | 2.0201
2086 | 12.0759 | 4.392 | 0.20771 | 1.7434
2087 | 11.372 | 4.2483 | 0.21393 | 1.8622
2088 | 12.123 | 4.672 | 0.23951 | 1.5963
2089 | 11.816 | 4.6849 | 0.23127 | 1.8728
2090 | 11.4509 | 4.3987 | 0.30012 | 1.7898
2091 | 12.293 | 5.5153 | 0.38993 | 1.867
2092 | 12.1849 | 7.3836 | 0.53087 | 1.8597
2093 | 12.1083 | 8.58 | 0.62931 | 2.0858
2094 | 12.5111 | 9.7708 | 0.70882 | 1.8264
2095 | 12.0568 | 10.8434 | 0.82667 | 1.7928
2096 | 13.4555 | 11.8158 | 0.90277 | 1.9918
2097 | 14.1367 | 12.7877 | 0.94825 | 1.9236
2098 | 15.5735 | 13.1812 | 0.99767 | 1.9247
2099 | 16.5688 | 12.6085 | 0.93316 | 1.7962
2100 | 17.1745 | 9.7898 | 0.7222 | 2.2913
2101 | 16.1974 | 6.9724 | 0.51517 | 2.4944
2102 | 15.172 | 4.3873 | 0.2939 | 2.645
2103 | 14.4015 | 4.1355 | 0.2174 | 2.5291
2104 | 13.0006 | 4.2955 | 0.20766 | 2.6001
2105 | 12.6071 | 4.5098 | 0.2081 | 2.1969
2106 | 11.995 | 4.6499 | 0.21376 | 2.1817
2107 | 12.1855 | 4.6209 | 0.19233 | 1.885
2108 | 11.9608 | 4.3889 | 0.21644 | 1.8969
2109 | 12.1754 | 4.2733 | 0.21622 | 1.82
2110 | 11.7135 | 4.4522 | 0.21917 | 1.955
2111 | 11.3993 | 4.4303 | 0.23265 | 2.0079
2112 | 11.8549 | 4.1127 | 0.25378 | 1.7943
2113 | 11.5212 | 5.1339 | 0.36285 | 1.9125
2114 | 11.637 | 6.5345 | 0.47353 | 1.9937
2115 | 12.4813 | 7.8607 | 0.55584 | 1.9727
2116 | 11.5432 | 9.3631 | 0.70006 | 1.8293
2117 | 12.0808 | 7.2042 | 0.47204 | 1.8108
2118 | 11.9294 | 7.6872 | 0.50997 | 1.928
2119 | 11.7918 | 8.2125 | 0.54746 | 1.8112
2120 | 11.7464 | 8.2471 | 0.58592 | 2.0455
2121 | 12.0619 | 8.75 | 0.61218 | 1.8127
2122 | 11.9665 | 8.8064 | 0.62242 | 1.9544
2123 | 11.9843 | 8.5467 | 0.55472 | 1.9867
2124 | 11.6619 | 6.7729 | 0.44426 | 2.1246
2125 | 12.07 | 5.2736 | 0.31714 | 2.2589
2126 | 11.8916 | 4.5596 | 0.20856 | 2.316
2127 | 11.4816 | 4.3425 | 0.21617 | 2.3273
2128 | 11.6359 | 4.4963 | 0.21845 | 2.295
2129 | 11.5891 | 4.6337 | 0.2033 | 2.3281
2130 | 11.5695 | 4.6553 | 0.21005 | 2.1122
2131 | 11.5778 | 4.6695 | 0.20884 | 1.9393
2132 | 12.1235 | 4.8624 | 0.20855 | 1.8222
2133 | 11.886 | 4.5018 | 0.22183 | 2.1022
2134 | 11.6135 | 4.8875 | 0.21179 | 1.9443
2135 | 11.648 | 4.5425 | 0.21549 | 1.9021
2136 | 12.3383 | 4.5544 | 0.20996 | 1.9539
2137 | 11.5423 | 4.483 | 0.21018 | 2.0054
2138 | 12.2736 | 4.4059 | 0.23356 | 1.7324
2139 | 12.0202 | 4.6146 | 0.24595 | 1.9685
2140 | 12.0001 | 4.6109 | 0.26773 | 1.9242
2141 | 12.0171 | 4.5673 | 0.25067 | 2.0178
2142 | 12.0419 | 4.6356 | 0.28902 | 1.8276
2143 | 11.9966 | 4.9162 | 0.27269 | 2.1134
2144 | 11.9802 | 5.1775 | 0.27862 | 1.9454
2145 | 12.077 | 4.7551 | 0.28059 | 1.8623
2146 | 11.9407 | 5.0561 | 0.26547 | 2.0209
2147 | 11.833 | 4.5517 | 0.26349 | 1.9102
2148 | 12.3719 | 4.5289 | 0.25285 | 1.8314
2149 | 11.7804 | 4.4061 | 0.26031 | 1.9674
2150 | 11.6101 | 4.8735 | 0.23551 | 1.969
2151 | 12.1665 | 4.4169 | 0.19421 | 2.2554
2152 | 11.6613 | 4.3909 | 0.19441 | 2.1462
2153 | 11.0409 | 4.9194 | 0.19489 | 2.2464
2154 | 12.0979 | 4.5543 | 0.22338 | 2.2597
2155 | 12.022 | 4.5263 | 0.23876 | 1.9068
2156 | 11.8655 | 4.5265 | 0.22165 | 2.0437
2157 | 11.5993 | 4.4545 | 0.22424 | 2.0719
2158 | 11.9453 | 4.4472 | 0.20065 | 1.972
2159 | 12.1645 | 4.6932 | 0.21052 | 2.1814
2160 | 12.1049 | 4.732 | 0.22193 | 1.8459
2161 | 11.8799 | 4.6001 | 0.22223 | 1.8882
2162 | 12.3789 | 4.2243 | 0.22614 | 1.7743
2163 | 12.0671 | 4.7048 | 0.20722 | 1.891
2164 | 12.069 | 4.8384 | 0.22927 | 2.0544
2165 | 12.1672 | 4.4197 | 0.23942 | 1.9127
2166 | 12.3308 | 4.663 | 0.31347 | 1.952
2167 | 12.5589 | 5.4275 | 0.38258 | 1.8876
2168 | 13.3167 | 6.1672 | 0.45471 | 1.9846
2169 | 14.3046 | 6.5411 | 0.47592 | 1.9746
2170 | 15.9023 | 6.4463 | 0.47737 | 1.8648
2171 | 17.4756 | 7.0706 | 0.45502 | 1.941
2172 | 17.9886 | 6.8336 | 0.48015 | 1.8911
2173 | 16.3199 | 6.7187 | 0.46621 | 1.8063
2174 | 16.5924 | 7.0668 | 0.4759 | 1.8017
2175 | 14.8084 | 7.1213 | 0.49596 | 2.0294
2176 | 13.3924 | 7.4452 | 0.52613 | 1.9011
2177 | 12.5268 | 7.4187 | 0.51655 | 1.9686
2178 | 12.1269 | 7.9057 | 0.58178 | 1.866
2179 | 12.5199 | 9.1923 | 0.71011 | 1.8824
2180 | 11.7984 | 7.9211 | 0.5774 | 1.9058
2181 | 11.899 | 7.558 | 0.54272 | 1.943
2182 | 12.2627 | 7.6017 | 0.54057 | 1.9338
2183 | 11.8084 | 7.9333 | 0.57691 | 1.8669
2184 | 11.6815 | 7.9668 | 0.59928 | 1.9123
2185 | 12.0135 | 8.3775 | 0.62224 | 1.8607
2186 | 12.06 | 8.663 | 0.65412 | 1.8586
2187 | 12.0047 | 9.6608 | 0.70635 | 1.9278
2188 | 11.653 | 10.3368 | 0.75126 | 1.9531
2189 | 12.2882 | 9.3837 | 0.69773 | 1.9212
2190 | 12.4003 | 9.3213 | 0.66106 | 1.8767
2191 | 12.6403 | 9.2367 | 0.65844 | 1.7894
2192 | 13.0817 | 9.0033 | 0.63386 | 1.7213
2193 | 14.5513 | 8.6473 | 0.66005 | 1.8421
2194 | 15.7546 | 8.8294 | 0.66832 | 2.0226
2195 | 16.5502 | 8.2905 | 0.59552 | 1.8566
2196 | 17.5437 | 7.8474 | 0.5677 | 1.9658
2197 | 16.8883 | 7.3375 | 0.5299 | 2.0843
2198 | 15.4277 | 6.6692 | 0.45105 | 1.9952
2199 | 14.9398 | 5.896 | 0.41038 | 2.0534
2200 | 13.5679 | 5.0958 | 0.35462 | 2.1071
2201 | 12.5983 | 4.9896 | 0.33023 | 1.9486
2202 | 12.124 | 4.7332 | 0.32258 | 2.1234
2203 | 11.6789 | 4.7326 | 0.22767 | 1.9261
2204 | 11.9884 | 4.6138 | 0.22634 | 1.9384
2205 | 12.1153 | 4.37 | 0.19419 | 1.8852
2206 | 11.7991 | 4.4178 | 0.20185 | 1.8898
2207 | 12.1085 | 4.5902 | 0.23492 | 2.1156
2208 | 12.043 | 4.4984 | 0.2783 | 1.8523
2209 | 11.8705 | 5.067 | 0.34038 | 1.951
2210 | 12.53 | 6.2426 | 0.42929 | 1.9886
2211 | 11.8492 | 6.918 | 0.47844 | 1.8368
2212 | 12.2135 | 7.4705 | 0.55765 | 1.7813
2213 | 12.4597 | 9.845 | 0.72622 | 2.1149
2214 | 12.6844 | 11.9032 | 0.90187 | 1.9283
2215 | 13.0046 | 13.306 | 0.99296 | 1.9394
2216 | 13.3777 | 14.1699 | 1.0913 | 1.7313
2217 | 14.9554 | 15.7089 | 1.1749 | 1.6604
2218 | 16.155 | 15.5976 | 1.1772 | 1.8875
2219 | 16.5848 | 15.0971 | 1.1169 | 1.9938
2220 | 17.384 | 13.6771 | 1.0591 | 1.8246
2221 | 16.5673 | 12.5118 | 0.94728 | 1.8873
2222 | 15.5971 | 11.2288 | 0.85655 | 1.9914
2223 | 14.6798 | 9.7311 | 0.7225 | 1.9126
2224 | 13.3056 | 8.7914 | 0.63976 | 1.9685
2225 | 12.3621 | 8.2123 | 0.59196 | 1.9422
2226 | 11.5655 | 7.8827 | 0.53726 | 1.8344
2227 | 12.2552 | 7.132 | 0.51796 | 1.7821
2228 | 12.0981 | 7.3843 | 0.51567 | 2
2229 | 12.2747 | 7.6457 | 0.57493 | 1.7751
2230 | 11.8671 | 8.738 | 0.62913 | 2.0069
2231 | 12.2379 | 10.1422 | 0.75207 | 1.9923
2232 | 11.3895 | 10.8767 | 0.78547 | 1.967
2233 | 11.8693 | 11.2739 | 0.86438 | 1.9596
2234 | 12.0359 | 12.2799 | 0.92552 | 1.908
2235 | 11.7307 | 13.03 | 0.97817 | 1.8977
2236 | 12.2196 | 13.7925 | 1.0457 | 1.9989
2237 | 11.938 | 13.4479 | 1.0336 | 1.8439
2238 | 12.0576 | 13.6028 | 1.01 | 1.858
2239 | 12.8194 | 13.0279 | 0.98138 | 1.9646
2240 | 13.0265 | 13.269 | 0.97414 | 1.8714
2241 | 14.8638 | 12.7271 | 0.96236 | 1.8104
2242 | 16.1426 | 13.0519 | 0.98122 | 1.94
2243 | 16.2305 | 11.9772 | 0.86972 | 2.0855
2244 | 16.9724 | 9.3282 | 0.67883 | 2.2855
2245 | 17.1345 | 6.7229 | 0.47526 | 2.3951
2246 | 15.3615 | 4.8527 | 0.25449 | 2.4615
2247 | 14.3456 | 4.5964 | 0.21198 | 2.6127
2248 | 12.9387 | 4.5824 | 0.20434 | 2.7863
2249 | 12.2641 | 4.6329 | 0.20529 | 2.5333
2250 | 12.0209 | 4.4983 | 0.20115 | 2.3417
2251 | 12.0976 | 4.5407 | 0.21895 | 2.2338
2252 | 12.1611 | 4.537 | 0.21423 | 2.4122
2253 | 13.0366 | 4.8097 | 0.23422 | 2.0766
2254 | 12.2957 | 4.737 | 0.20151 | 2.0134
2255 | 12.1536 | 4.6121 | 0.21933 | 1.9725
2256 | 11.5896 | 4.7123 | 0.20917 | 2.0718
2257 | 11.8007 | 4.6888 | 0.22993 | 1.6794
2258 | 11.4978 | 4.6579 | 0.21691 | 1.9181
2259 | 11.9759 | 4.7759 | 0.2278 | 1.7754
2260 | 11.9503 | 4.5211 | 0.29263 | 2.0454
2261 | 12.0988 | 5.3737 | 0.37132 | 2.0198
2262 | 12.1821 | 6.3549 | 0.43642 | 1.7448
2263 | 12.5332 | 6.7187 | 0.49488 | 1.9917
2264 | 13.6827 | 7.4016 | 0.52641 | 1.8613
2265 | 14.5979 | 7.5777 | 0.57653 | 2.0774
2266 | 15.5611 | 7.9718 | 0.56119 | 2.1468
2267 | 17.1084 | 6.679 | 0.46586 | 2.411
2268 | 16.6079 | 4.6816 | 0.30454 | 2.7432
2269 | 15.7308 | 4.6013 | 0.22941 | 2.9231
2270 | 15.0411 | 4.5157 | 0.22203 | 2.8451
2271 | 14.0107 | 4.682 | 0.22293 | 3.1397
2272 | 13.2104 | 4.5027 | 0.22239 | 3.0011
2273 | 11.6851 | 4.5532 | 0.21664 | 3.0001
2274 | 12.1301 | 4.7178 | 0.20309 | 2.7713
2275 | 11.7148 | 4.82 | 0.19915 | 2.4978
2276 | 12.1782 | 4.3896 | 0.22005 | 2.4734
2277 | 12.3258 | 4.4066 | 0.21521 | 2.455
2278 | 11.8486 | 4.3111 | 0.23629 | 2.2551
2279 | 11.819 | 4.6318 | 0.21069 | 2.101
2280 | 12.1895 | 4.6772 | 0.21584 | 1.8939
2281 | 11.7851 | 4.4695 | 0.22765 | 1.8029
2282 | 12.632 | 4.4915 | 0.22456 | 2.0241
2283 | 12.0907 | 4.5266 | 0.22106 | 1.9776
2284 | 12.0834 | 4.6465 | 0.22749 | 1.9311
2285 | 11.9718 | 4.4979 | 0.25828 | 1.9071
2286 | 11.6509 | 4.5692 | 0.2576 | 2.0111
2287 | 11.658 | 4.8548 | 0.26732 | 2.1148
2288 | 12.3479 | 4.9412 | 0.31562 | 1.9647
2289 | 12.1815 | 5.2113 | 0.31679 | 2.0848
2290 | 11.8906 | 5.1241 | 0.31236 | 2.061
2291 | 11.5918 | 4.7188 | 0.28858 | 2.2019
2292 | 11.9503 | 4.7065 | 0.22341 | 2.227
2293 | 11.4436 | 4.5918 | 0.21945 | 2.1346
2294 | 11.206 | 4.599 | 0.22817 | 2.4517
2295 | 11.4773 | 4.8725 | 0.22577 | 2.4301
2296 | 11.1636 | 4.5045 | 0.21391 | 2.2753
2297 | 11.6582 | 4.3987 | 0.22024 | 2.266
2298 | 11.7802 | 4.7046 | 0.22974 | 2.0935
2299 | 11.645 | 4.1544 | 0.22116 | 2.3339
2300 | 11.6004 | 4.563 | 0.19807 | 2.2069
2301 | 11.8456 | 4.3752 | 0.21545 | 2.2794
2302 | 12.1581 | 4.4033 | 0.21771 | 2.0301
2303 | 12.0709 | 4.6745 | 0.2258 | 2.1348
2304 | 11.971 | 4.3237 | 0.19537 | 1.891
2305 | 12.2435 | 4.5612 | 0.19851 | 1.976
2306 | 12.0723 | 4.9114 | 0.20284 | 1.9858
2307 | 13.0129 | 4.4452 | 0.22242 | 1.984
2308 | 12.172 | 4.2287 | 0.2343 | 2.0695
2309 | 12.0798 | 4.57 | 0.27536 | 2.068
2310 | 11.8811 | 5.0813 | 0.31855 | 2.009
2311 | 12.0205 | 5.6181 | 0.31989 | 1.9262
2312 | 12.0355 | 5.2368 | 0.33868 | 1.9964
2313 | 11.6873 | 5.9087 | 0.35585 | 1.9916
2314 | 11.9537 | 5.7138 | 0.35217 | 2.2124
2315 | 11.5031 | 5.1759 | 0.29952 | 2.375
2316 | 11.2803 | 4.2881 | 0.20724 | 2.3938
2317 | 11.2133 | 4.5587 | 0.22894 | 2.449
2318 | 11.1325 | 4.5228 | 0.21041 | 2.9468
2319 | 11.2463 | 4.2751 | 0.18746 | 3.0431
2320 | 11.8322 | 4.433 | 0.22884 | 3.287
2321 | 10.6573 | 4.3326 | 0.23145 | 2.6841
2322 | 11.0234 | 4.5169 | 0.21986 | 2.3199
2323 | 11.4699 | 4.3787 | 0.21811 | 2.3487
2324 | 11.6952 | 4.287 | 0.18265 | 2.3293
2325 | 12.0761 | 4.5942 | 0.19862 | 2.1277
2326 | 11.5729 | 4.4018 | 0.22384 | 2.0597
2327 | 12.0533 | 4.71 | 0.21148 | 1.9094
2328 | 11.9284 | 4.1472 | 0.20441 | 2.1363
2329 | 11.8277 | 4.4993 | 0.2044 | 2.1381
2330 | 12.0215 | 4.5651 | 0.20265 | 2.1524
2331 | 11.7783 | 4.6686 | 0.21967 | 1.9711
2332 | 12.0693 | 4.6941 | 0.21602 | 1.9611
2333 | 12.3372 | 4.5055 | 0.19724 | 1.9281
2334 | 11.9274 | 4.3877 | 0.19292 | 1.9004
2335 | 13.2831 | 4.2314 | 0.22269 | 2.1639
2336 | 13.4665 | 4.3033 | 0.22614 | 2.2852
2337 | 14.548 | 4.5389 | 0.23714 | 2.4402
2338 | 15.3049 | 4.4613 | 0.22 | 2.4385
2339 | 16.741 | 4.4957 | 0.21759 | 2.7353
2340 | 16.8745 | 4.2527 | 0.21167 | 2.8288
2341 | 16.2118 | 4.4045 | 0.21725 | 2.6657
2342 | 14.986 | 4.5643 | 0.19931 | 2.678
2343 | 13.8496 | 4.7073 | 0.21275 | 2.5725
2344 | 13.3093 | 4.5113 | 0.21159 | 2.3771
2345 | 12.6948 | 4.5935 | 0.20857 | 2.6315
2346 | 11.9204 | 4.3391 | 0.2206 | 2.3659
2347 | 11.7642 | 4.2484 | 0.22428 | 2.267
2348 | 11.7878 | 4.6961 | 0.21242 | 2.3553
2349 | 11.8683 | 4.7149 | 0.215 | 2.1338
2350 | 12.0412 | 4.4418 | 0.21985 | 2.1349
2351 | 11.9501 | 4.5446 | 0.20263 | 2.1851
2352 | 11.4349 | 4.683 | 0.21265 | 2.0673
2353 | 12.0838 | 4.8689 | 0.21436 | 1.8684
2354 | 11.7217 | 4.4091 | 0.18181 | 1.806
2355 | 11.9882 | 4.4689 | 0.20326 | 1.8712
2356 | 12.2497 | 4.3574 | 0.19767 | 1.8924
2357 | 11.9101 | 4.3638 | 0.19307 | 1.8483
2358 | 11.6222 | 4.4171 | 0.2406 | 1.9212
2359 | 13.1224 | 4.718 | 0.27784 | 1.8613
2360 | 13.5017 | 4.7814 | 0.30834 | 2.2697
2361 | 14.2776 | 4.6879 | 0.33069 | 2.2313
2362 | 15.6208 | 4.9408 | 0.34104 | 2.2196
2363 | 16.38 | 4.5445 | 0.21299 | 2.1378
2364 | 17.6537 | 4.6221 | 0.21568 | 2.2528
2365 | 16.798 | 4.5702 | 0.22418 | 2.1848
2366 | 15.1059 | 4.4282 | 0.21735 | 2.2164
2367 | 13.9069 | 4.5608 | 0.22271 | 2.2706
2368 | 13.1843 | 4.7706 | 0.21122 | 2.4325
2369 | 12.5009 | 4.6742 | 0.22033 | 2.5344
2370 | 11.769 | 4.8099 | 0.23008 | 2.2468
2371 | 12.3215 | 4.2504 | 0.20777 | 2.3631
2372 | 11.9577 | 4.5982 | 0.20186 | 2.0668
2373 | 12.3093 | 4.3706 | 0.20249 | 2.2433
2374 | 11.995 | 4.3211 | 0.23243 | 1.8613
2375 | 11.8196 | 4.8076 | 0.22263 | 1.9521
2376 | 12.3512 | 4.5299 | 0.21415 | 2.1753
2377 | 11.8815 | 4.467 | 0.20291 | 2.0468
2378 | 12.1289 | 4.4088 | 0.20788 | 2.0222
2379 | 12.2154 | 4.511 | 0.22993 | 2.032
2380 | 11.514 | 4.5266 | 0.20623 | 2.0564
2381 | 12.4141 | 4.4726 | 0.21001 | 2.0318
2382 | 12.5151 | 4.6218 | 0.22476 | 2.0041
2383 | 12.4433 | 4.8826 | 0.21782 | 1.9752
2384 | 13.0322 | 4.6449 | 0.20401 | 2.0499
2385 | 13.8721 | 4.5454 | 0.21808 | 2.3917
2386 | 15.4086 | 4.3313 | 0.20598 | 2.3775
2387 | 16.4128 | 4.2203 | 0.21077 | 2.6061
2388 | 16.0578 | 4.7913 | 0.19583 | 2.6824
2389 | 16.4606 | 4.4931 | 0.23042 | 2.8521
2390 | 15.5205 | 4.6126 | 0.21239 | 2.7515
2391 | 13.8309 | 4.378 | 0.22175 | 3.0925
2392 | 12.7408 | 4.5793 | 0.2351 | 2.8569
2393 | 11.8822 | 4.5309 | 0.20672 | 2.9077
2394 | 11.5143 | 4.4222 | 0.22627 | 2.7634
2395 | 11.2396 | 4.876 | 0.21977 | 2.6842
2396 | 11.4396 | 4.7075 | 0.23713 | 2.529
2397 | 11.4327 | 4.5596 | 0.19589 | 2.4806
2398 | 12.2621 | 4.5392 | 0.22988 | 2.469
2399 | 12.5146 | 4.5654 | 0.22233 | 2.2175
2400 | 12.0585 | 4.3263 | 0.22355 | 2.2694
2401 | 11.5108 | 4.4227 | 0.20631 | 2.123
2402 | 12.0837 | 4.5619 | 0.21954 | 1.8775
2403 | 12.1316 | 4.4401 | 0.2102 | 1.6784
2404 | 12.2622 | 4.7901 | 0.22394 | 2.0096
2405 | 11.9838 | 4.4237 | 0.21371 | 1.8704
2406 | 12.261 | 4.7252 | 0.20951 | 1.7796
2407 | 12.3619 | 4.4041 | 0.20709 | 2.0172
2408 | 13.2543 | 4.7201 | 0.25399 | 2.071
2409 | 14.8224 | 4.4094 | 0.27611 | 2.2909
2410 | 15.3225 | 4.6035 | 0.27514 | 2.4474
2411 | 16.5256 | 4.7149 | 0.21259 | 2.9117
2412 | 16.6608 | 4.533 | 0.20572 | 2.8859
2413 | 16.4387 | 4.6034 | 0.22053 | 3.5488
2414 | 14.5931 | 4.7123 | 0.23015 | 4.7863
2415 | 13.3008 | 4.4384 | 0.22703 | 5.4448
2416 | 12.7047 | 4.3068 | 0.21434 | 5.6301
2417 | 11.8043 | 4.7167 | 0.20653 | 4.8049
2418 | 11.6768 | 4.4603 | 0.20688 | 3.3406
2419 | 11.6805 | 4.5618 | 0.22098 | 2.9362
2420 | 11.7942 | 4.1856 | 0.19981 | 2.6106
2421 | 11.2317 | 4.5809 | 0.21399 | 2.6847
2422 | 11.8395 | 4.6619 | 0.21489 | 2.3197
2423 | 11.63 | 4.4984 | 0.19658 | 2.3983
2424 | 11.6616 | 4.5404 | 0.20858 | 2.1252
2425 | 12.227 | 4.513 | 0.20678 | 2.0125
2426 | 12.1255 | 4.3584 | 0.2169 | 1.8227
2427 | 11.726 | 4.8457 | 0.2387 | 1.9749
2428 | 12.0525 | 4.4536 | 0.23693 | 1.9222
2429 | 12.4432 | 4.5627 | 0.23704 | 1.9024
2430 | 11.7129 | 4.6338 | 0.20377 | 1.715
2431 | 12.347 | 4.5537 | 0.2827 | 1.8317
2432 | 13.3757 | 4.737 | 0.32757 | 1.8789
2433 | 14.5677 | 4.9354 | 0.34847 | 2.0848
2434 | 15.6613 | 5.4458 | 0.35688 | 2.1096
2435 | 16.3261 | 4.5823 | 0.31775 | 2.2182
2436 | 17.2483 | 4.6457 | 0.21807 | 2.2944
2437 | 16.4993 | 4.5718 | 0.22003 | 2.3973
2438 | 15.3443 | 4.4959 | 0.20209 | 2.5331
2439 | 14.2349 | 4.74 | 0.19345 | 2.3241
2440 | 13.1678 | 4.4708 | 0.21407 | 2.4333
2441 | 12.0515 | 4.4974 | 0.23578 | 2.6501
2442 | 11.9973 | 4.5311 | 0.21053 | 2.3235
2443 | 12.1884 | 4.5379 | 0.20762 | 2.2514
2444 | 11.7799 | 4.533 | 0.22674 | 2.1039
2445 | 11.8639 | 4.6674 | 0.19052 | 2.1304
2446 | 11.7946 | 4.5597 | 0.21066 | 1.9875
2447 | 12.33 | 4.7203 | 0.21693 | 2.0083
2448 | 11.9751 | 4.4351 | 0.2071 | 2.0497
2449 | 11.9652 | 4.6456 | 0.20683 | 1.8138
2450 | 11.9204 | 4.4107 | 0.23291 | 1.8188
2451 | 11.3859 | 4.5411 | 0.29908 | 2.0382
2452 | 11.9176 | 5.8161 | 0.39362 | 1.961
2453 | 12.0318 | 5.3456 | 0.34041 | 1.9654
2454 | 12.2206 | 5.893 | 0.33641 | 1.8529
2455 | 12.1246 | 6.33 | 0.37367 | 2.0263
2456 | 11.9779 | 6.2857 | 0.39679 | 1.9939
2457 | 11.7734 | 6.3665 | 0.41223 | 1.9898
2458 | 12.4434 | 6.581 | 0.4083 | 2.1635
2459 | 11.8035 | 5.3325 | 0.32844 | 2.1226
2460 | 11.6559 | 4.5097 | 0.24717 | 2.3567
2461 | 11.8283 | 4.691 | 0.21929 | 2.2862
2462 | 11.3283 | 4.6946 | 0.22604 | 2.483
2463 | 11.3089 | 4.6694 | 0.2116 | 2.1262
2464 | 11.3041 | 4.4725 | 0.20778 | 2.1223
2465 | 11.2487 | 4.5044 | 0.21149 | 2.0158
2466 | 12.1716 | 4.4104 | 0.20335 | 2.0292
2467 | 11.5369 | 4.2564 | 0.21895 | 2.0865
2468 | 12.2584 | 4.5451 | 0.23408 | 1.9796
2469 | 11.9944 | 4.7613 | 0.20275 | 1.9147
2470 | 12.0277 | 4.4769 | 0.21003 | 1.9944
2471 | 12.0676 | 4.7635 | 0.20658 | 1.8483
2472 | 11.9013 | 4.3876 | 0.19675 | 1.9876
2473 | 12.2255 | 4.6351 | 0.20778 | 2.1035
2474 | 11.4753 | 4.6527 | 0.21077 | 1.9378
2475 | 12.0507 | 4.5665 | 0.25084 | 1.997
2476 | 12.3016 | 4.3722 | 0.26599 | 1.9436
2477 | 11.9425 | 4.507 | 0.27828 | 1.8981
2478 | 11.976 | 4.6119 | 0.28832 | 1.9662
2479 | 11.8969 | 4.8765 | 0.27752 | 2.1232
2480 | 11.6733 | 5.1512 | 0.33053 | 1.9128
2481 | 12.3939 | 4.9755 | 0.27999 | 1.8575
2482 | 11.7258 | 4.8286 | 0.28548 | 2.0326
2483 | 12.2439 | 4.4606 | 0.25749 | 2.0408
2484 | 12.4448 | 4.2793 | 0.23402 | 1.9258
2485 | 11.8689 | 4.5945 | 0.21775 | 2.1158
2486 | 11.6284 | 4.8268 | 0.24293 | 2.0555
2487 | 11.6619 | 4.652 | 0.2292 | 2.1992
2488 | 12.0005 | 4.7024 | 0.1974 | 2.2522
2489 | 12.2944 | 4.7737 | 0.2151 | 2.0493
2490 | 11.9499 | 4.5481 | 0.18069 | 2.0738
2491 | 12.0811 | 4.2804 | 0.20781 | 2.331
2492 | 11.9521 | 4.4277 | 0.24014 | 2.0353
2493 | 12.0066 | 4.4738 | 0.22246 | 1.8684
2494 | 11.8181 | 4.381 | 0.20122 | 1.951
2495 | 12.3039 | 4.4736 | 0.21238 | 2.0468
2496 | 12.2152 | 4.5381 | 0.20405 | 1.9158
2497 | 11.4381 | 4.5902 | 0.20887 | 1.869
2498 | 11.5775 | 4.6088 | 0.20019 | 1.959
2499 | 11.5518 | 4.7227 | 0.2428 | 1.7844
2500 | 11.902 | 4.4302 | 0.28191 | 1.8402
2501 | 12.7174 | 5.7275 | 0.40211 | 1.9276
2502 | 12.6273 | 6.5597 | 0.46639 | 1.8565
2503 | 13.1725 | 6.8976 | 0.50878 | 1.9725
2504 | 13.1458 | 7.1926 | 0.48615 | 1.9414
2505 | 14.4716 | 7.5567 | 0.51794 | 1.9672
2506 | 15.9813 | 7.7859 | 0.56068 | 1.9555
2507 | 17.2505 | 6.6745 | 0.46559 | 2.0002
2508 | 17.2187 | 5.7228 | 0.37461 | 2.271
2509 | 17.0188 | 4.7726 | 0.29346 | 2.2776
2510 | 15.991 | 4.7704 | 0.20391 | 2.2539
2511 | 14.1555 | 4.6989 | 0.20408 | 2.404
2512 | 13.5906 | 4.4083 | 0.20847 | 2.2359
2513 | 12.6498 | 4.0844 | 0.19935 | 2.1043
2514 | 12.6403 | 4.7477 | 0.21983 | 1.9218
2515 | 12.4554 | 4.4561 | 0.20505 | 1.9907
2516 | 12.3648 | 4.5281 | 0.23711 | 2.1044
2517 | 11.927 | 4.2732 | 0.20726 | 1.9305
2518 | 12.2699 | 4.6309 | 0.19583 | 2.0229
2519 | 12.1174 | 4.6126 | 0.22574 | 1.8929
2520 | 12.2344 | 4.7226 | 0.23608 | 1.91
2521 | 11.9424 | 4.586 | 0.24472 | 1.8814
2522 | 11.9705 | 4.8989 | 0.35425 | 2.1282
2523 | 12.0313 | 5.7565 | 0.37808 | 1.8736
2524 | 12.1682 | 6.8311 | 0.49136 | 1.8816
2525 | 11.8042 | 7.0779 | 0.51162 | 1.9348
2526 | 11.9481 | 7.9767 | 0.60989 | 1.9464
2527 | 11.8018 | 8.0029 | 0.59273 | 1.8645
2528 | 13.0636 | 8.2893 | 0.60821 | 1.9379
2529 | 14.5905 | 8.874 | 0.65141 | 1.9715
2530 | 16.2138 | 8.3973 | 0.63363 | 2.0706
2531 | 17.2748 | 8.1078 | 0.57073 | 1.841
2532 | 17.0209 | 6.8888 | 0.48797 | 1.9631
2533 | 16.8377 | 5.6365 | 0.40664 | 2.0768
2534 | 15.0505 | 4.9873 | 0.30457 | 2.0515
2535 | 14.6771 | 4.4027 | 0.22955 | 2.0554
2536 | 13.8523 | 4.4853 | 0.19371 | 2.0441
2537 | 13.5289 | 4.5628 | 0.23602 | 2.0881
2538 | 12.3013 | 4.4951 | 0.23183 | 2.0739
2539 | 12.5365 | 4.391 | 0.20394 | 1.9659
2540 | 12.3878 | 4.2683 | 0.21739 | 1.9822
2541 | 12.1808 | 4.6756 | 0.18982 | 1.9935
2542 | 11.7584 | 4.5555 | 0.21183 | 1.9787
2543 | 11.451 | 4.4289 | 0.25113 | 1.973
2544 | 11.6164 | 4.7555 | 0.32941 | 2.0255
2545 | 12.0522 | 5.3146 | 0.36877 | 2.0584
2546 | 11.889 | 5.5161 | 0.39845 | 1.9312
2547 | 12.1567 | 6.192 | 0.46009 | 2.0271
2548 | 12.1343 | 7.1371 | 0.50261 | 1.8499
2549 | 12.3861 | 7.6061 | 0.51442 | 1.9938
2550 | 11.8309 | 7.735 | 0.55056 | 1.9397
2551 | 12.1882 | 7.5875 | 0.53657 | 1.9049
2552 | 13.242 | 7.6631 | 0.54399 | 1.8795
2553 | 14.2933 | 7.7939 | 0.58 | 2.1353
2554 | 15.5046 | 7.9148 | 0.57403 | 2.2138
2555 | 16.8137 | 6.8983 | 0.49393 | 2.2296
2556 | 17.3672 | 5.4573 | 0.36138 | 2.1395
2557 | 16.6672 | 4.7109 | 0.23017 | 2.1412
2558 | 15.8131 | 4.521 | 0.21834 | 2.4983
2559 | 14.1619 | 4.4454 | 0.21571 | 2.4295
2560 | 13.389 | 4.6592 | 0.24141 | 2.4311
2561 | 12.4512 | 4.2223 | 0.21451 | 2.4697
2562 | 12.8014 | 4.4458 | 0.2153 | 2.4187
2563 | 12.2969 | 4.5222 | 0.239 | 2.3173
2564 | 11.4581 | 4.7539 | 0.21528 | 2.0507
2565 | 11.6174 | 4.3694 | 0.22744 | 2.0556
2566 | 12.4617 | 4.7759 | 0.21976 | 1.9957
2567 | 11.5252 | 4.45 | 0.20701 | 1.8193
2568 | 11.9619 | 4.4734 | 0.2068 | 1.8269
2569 | 12.1657 | 4.4586 | 0.22999 | 1.8705
2570 | 12.0751 | 4.5572 | 0.32311 | 1.8675
2571 | 11.8327 | 6.2741 | 0.47121 | 1.9319
2572 | 12.0628 | 7.9049 | 0.56283 | 1.8427
2573 | 11.5355 | 9.2405 | 0.70706 | 1.8299
2574 | 11.8998 | 11.352 | 0.84296 | 1.9776
2575 | 12.3758 | 12.2532 | 0.89856 | 1.8936
2576 | 13.3217 | 13.0336 | 0.99423 | 1.895
2577 | 14.5234 | 14.0721 | 1.0608 | 2.0405
2578 | 15.2027 | 13.909 | 1.0695 | 1.8102
2579 | 17.219 | 12.5863 | 0.93462 | 1.8455
2580 | 16.9333 | 10.5061 | 0.79765 | 1.9713
2581 | 16.9065 | 8.0122 | 0.5965 | 2.0521
2582 | 16.1449 | 6.3494 | 0.4475 | 2.0918
2583 | 14.3762 | 4.4516 | 0.30653 | 2.2922
2584 | 13.4808 | 4.5199 | 0.21703 | 2.1918
2585 | 12.3218 | 4.6459 | 0.20815 | 2.1821
2586 | 12.4217 | 4.6754 | 0.21623 | 1.9168
2587 | 12.0887 | 4.7872 | 0.19907 | 1.9393
2588 | 11.3923 | 4.4658 | 0.23141 | 2.0127
2589 | 12.2758 | 4.4938 | 0.22721 | 1.9352
2590 | 11.9895 | 4.6543 | 0.18933 | 1.9264
2591 | 12.0157 | 4.7457 | 0.31418 | 1.9443
2592 | 12.1161 | 6.0226 | 0.45378 | 1.9446
2593 | 12.2157 | 7.8149 | 0.54209 | 2.0029
2594 | 12.1882 | 9.5209 | 0.70848 | 1.9449
2595 | 12.1297 | 11.358 | 0.80776 | 1.8071
2596 | 12.1756 | 12.6445 | 0.9768 | 1.7646
2597 | 11.4637 | 13.5791 | 1.0232 | 1.9484
2598 | 12.4454 | 14.8411 | 1.1096 | 1.6798
2599 | 12.9747 | 15.0951 | 1.1485 | 2.0071
2600 | 13.6262 | 15.8324 | 1.1861 | 1.9652
2601 | 14.1832 | 16.2626 | 1.2437 | 2.0797
2602 | 15.3227 | 16.041 | 1.2258 | 1.8399
2603 | 16.9994 | 14.4329 | 1.1093 | 1.8012
2604 | 16.9806 | 12.8309 | 0.94022 | 1.9376
2605 | 17.1691 | 10.7348 | 0.80372 | 1.9464
2606 | 15.8323 | 8.6415 | 0.67242 | 1.8461
2607 | 14.6452 | 6.9623 | 0.46497 | 1.831
2608 | 12.6759 | 5.6047 | 0.35778 | 1.8474
2609 | 13.1317 | 4.6778 | 0.32181 | 1.7695
2610 | 12.3839 | 4.5798 | 0.26415 | 1.9877
2611 | 12.3996 | 4.3869 | 0.21838 | 1.9073
2612 | 12.1352 | 4.7968 | 0.24693 | 2.1271
2613 | 11.6488 | 4.7535 | 0.26489 | 1.9912
2614 | 12.0939 | 5.3104 | 0.38256 | 1.926
2615 | 12.313 | 6.7544 | 0.48937 | 1.8307
2616 | 12.1505 | 8.2941 | 0.60745 | 1.704
2617 | 12.0562 | 9.0314 | 0.6512 | 2.0197
2618 | 11.897 | 9.6156 | 0.71788 | 1.899
2619 | 12.3026 | 10.3394 | 0.75897 | 1.9815
2620 | 12.3635 | 10.7922 | 0.79343 | 1.9764
2621 | 11.6408 | 7.5287 | 0.52593 | 1.9688
2622 | 11.1609 | 8.0343 | 0.52493 | 1.8809
2623 | 12.236 | 8.3835 | 0.54724 | 2.0187
2624 | 11.8311 | 8.1051 | 0.511 | 1.8494
2625 | 12.3229 | 7.6711 | 0.53134 | 1.8966
2626 | 11.6614 | 7.6306 | 0.53294 | 1.9018
2627 | 11.5997 | 7.3878 | 0.48558 | 1.8467
2628 | 11.2171 | 6.4158 | 0.44649 | 1.8648
2629 | 11.8476 | 6.3798 | 0.41327 | 1.8465
2630 | 11.8299 | 6.1466 | 0.39521 | 1.7595
2631 | 11.9434 | 6.1135 | 0.36309 | 2.061
2632 | 12.1735 | 5.7792 | 0.32138 | 1.8985
2633 | 11.7088 | 5.2987 | 0.32773 | 1.9908
2634 | 11.9161 | 5.1024 | 0.29004 | 1.9529
2635 | 11.9103 | 5.0464 | 0.30308 | 1.8814
2636 | 11.8424 | 5.1316 | 0.29877 | 1.7798
2637 | 12.0702 | 5.3913 | 0.32707 | 1.9891
2638 | 12.3588 | 5.4723 | 0.32132 | 1.8843
2639 | 11.988 | 5.9611 | 0.37713 | 1.8729
2640 | 11.9906 | 5.8139 | 0.37335 | 1.8598
2641 | 11.8994 | 6.5148 | 0.41127 | 2.0161
2642 | 12.1444 | 6.9113 | 0.45203 | 2.0214
2643 | 11.7219 | 7.238 | 0.47709 | 1.8481
2644 | 11.1888 | 7.6069 | 0.54182 | 1.948
2645 | 11.728 | 8.9067 | 0.57316 | 1.8531
2646 | 12.2204 | 9.4847 | 0.62902 | 1.993
2647 | 11.5288 | 9.7329 | 0.67676 | 2.0442
2648 | 11.4014 | 10.3942 | 0.71517 | 1.9166
2649 | 12.2805 | 10.7121 | 0.72593 | 1.8509
2650 | 12.2671 | 10.7816 | 0.72473 | 1.8891
2651 | 12.1912 | 9.8487 | 0.69142 | 2.0519
2652 | 12.3667 | 8.6314 | 0.57192 | 1.7857
2653 | 12.0392 | 6.9976 | 0.47353 | 2.0946
2654 | 11.9911 | 6.1418 | 0.39805 | 2.0565
2655 | 12.0107 | 5.1237 | 0.3017 | 1.9506
2656 | 12.4695 | 4.6131 | 0.24215 | 1.9098
2657 | 11.8902 | 4.5024 | 0.21221 | 2.038
2658 | 11.5904 | 4.5006 | 0.20876 | 1.9157
2659 | 11.7524 | 4.3297 | 0.21061 | 1.994
2660 | 12.0146 | 4.4383 | 0.20867 | 2.0126
2661 | 11.8767 | 4.422 | 0.20281 | 1.9673
2662 | 12.102 | 4.2096 | 0.27462 | 2.1114
2663 | 12.0111 | 5.4306 | 0.34129 | 1.8644
2664 | 12.2511 | 6.3261 | 0.40489 | 1.8227
2665 | 11.4639 | 6.6306 | 0.41138 | 1.9141
2666 | 11.9552 | 7.2725 | 0.45577 | 1.8198
2667 | 12.2506 | 7.6299 | 0.50229 | 1.8778
2668 | 11.9532 | 7.6823 | 0.53289 | 2.0183
2669 | 12.2652 | 10.9067 | 0.79962 | 1.9792
2670 | 12.2559 | 10.3648 | 0.77877 | 1.9096
2671 | 12.1376 | 10.0603 | 0.77393 | 2.0162
2672 | 13.251 | 10.3448 | 0.76613 | 2.08
2673 | 14.2195 | 9.9897 | 0.74054 | 1.9008
2674 | 15.5975 | 10.0667 | 0.71279 | 2.0137
2675 | 17.051 | 8.9639 | 0.66588 | 2.0833
2676 | 17.0593 | 8.2575 | 0.58553 | 1.9488
2677 | 16.8535 | 7.1497 | 0.48365 | 2.004
2678 | 15.4372 | 6.1816 | 0.42485 | 1.8117
2679 | 15.0818 | 5.205 | 0.36351 | 1.8851
2680 | 13.1517 | 4.7207 | 0.30461 | 1.78
2681 | 13.2233 | 4.4982 | 0.25652 | 1.8828
2682 | 12.256 | 4.4967 | 0.22939 | 1.961
2683 | 12.5974 | 4.6459 | 0.2106 | 1.9879
2684 | 11.9387 | 4.2696 | 0.22958 | 2.082
2685 | 11.8175 | 4.2668 | 0.24936 | 1.8835
2686 | 11.2331 | 4.5253 | 0.26631 | 1.8888
2687 | 12.1975 | 4.5694 | 0.319 | 1.9884
2688 | 12.3222 | 5.6808 | 0.37136 | 1.9366
2689 | 11.8116 | 5.7347 | 0.4162 | 1.9587
2690 | 12.2652 | 6.8699 | 0.48513 | 2.0291
2691 | 12.44 | 6.8575 | 0.48396 | 1.9245
2692 | 11.951 | 7.5576 | 0.5152 | 1.9015
2693 | 12.5137 | 7.8487 | 0.55905 | 1.907
2694 | 11.9082 | 7.9894 | 0.60084 | 1.9197
2695 | 12.9787 | 8.3092 | 0.6251 | 1.8966
2696 | 13.1543 | 8.7219 | 0.65285 | 1.8431
2697 | 14.6099 | 8.6564 | 0.65141 | 2.0758
2698 | 15.8623 | 8.9434 | 0.64205 | 1.8331
2699 | 16.2719 | 8.4364 | 0.60488 | 1.8912
2700 | 16.9904 | 8.1152 | 0.61228 | 1.9984
2701 | 16.9967 | 7.7331 | 0.56245 | 2.2554
2702 | 15.9454 | 7.0845 | 0.46725 | 2.2316
2703 | 14.12 | 4.6755 | 0.2758 | 2.4065
2704 | 12.6392 | 4.4874 | 0.19502 | 2.4259
2705 | 12.4174 | 4.4619 | 0.22081 | 2.3982
2706 | 12.0935 | 4.7787 | 0.22331 | 2.2842
2707 | 12.1598 | 4.7134 | 0.23106 | 2.0313
2708 | 12.2163 | 4.497 | 0.20111 | 2.0936
2709 | 11.4071 | 4.7142 | 0.20225 | 1.8754
2710 | 12.2234 | 4.94 | 0.22515 | 1.932
2711 | 12.1126 | 4.697 | 0.21171 | 2.0789
2712 | 11.652 | 4.5941 | 0.20138 | 1.8376
2713 | 12.0683 | 4.3284 | 0.20817 | 1.824
2714 | 12.0162 | 4.4116 | 0.28876 | 1.9795
2715 | 12.1952 | 5.9096 | 0.38261 | 1.9086
2716 | 12.1969 | 7.0636 | 0.49915 | 2.1484
2717 | 12.4709 | 8.3425 | 0.61292 | 1.8778
2718 | 11.6486 | 10.06 | 0.73834 | 1.8958
2719 | 12.2033 | 10.5702 | 0.77017 | 2.0402
2720 | 13.1922 | 11.3316 | 0.84378 | 1.8578
2721 | 14.3479 | 12.0622 | 0.90229 | 1.8712
2722 | 15.8674 | 11.8622 | 0.89108 | 1.8609
2723 | 16.8769 | 10.9082 | 0.80406 | 1.8738
2724 | 16.6819 | 10.2 | 0.74428 | 1.9097
2725 | 16.6958 | 9.1551 | 0.70751 | 1.9932
2726 | 15.9973 | 8.3066 | 0.59097 | 1.8407
2727 | 14.0503 | 7.7181 | 0.56219 | 1.997
2728 | 13.5 | 7.0517 | 0.48072 | 1.9286
2729 | 12.7541 | 5.624 | 0.41309 | 1.8512
2730 | 11.7572 | 4.6638 | 0.33451 | 1.9188
2731 | 12.0657 | 4.381 | 0.26869 | 1.8787
2732 | 12.0488 | 4.4727 | 0.26558 | 1.94
2733 | 12.1808 | 4.6302 | 0.25386 | 1.8489
2734 | 12.379 | 4.7058 | 0.28279 | 1.937
2735 | 12.2766 | 5.4237 | 0.34123 | 2.061
2736 | 12.1592 | 6.2169 | 0.4296 | 2.1496
2737 | 12.1145 | 7.3581 | 0.51929 | 2.0233
2738 | 12.2242 | 8.2877 | 0.60764 | 1.9662
2739 | 11.8899 | 10.0286 | 0.68707 | 1.816
2740 | 12.0511 | 10.8177 | 0.83845 | 1.9731
2741 | 11.7386 | 11.5252 | 0.82815 | 1.7837
2742 | 12.4349 | 12.084 | 0.91877 | 1.9548
2743 | 12.6074 | 12.401 | 0.90664 | 1.8579
2744 | 13.6172 | 12.986 | 0.95466 | 1.9964
2745 | 14.1323 | 12.8699 | 0.97714 | 1.903
2746 | 16.2311 | 12.3615 | 0.94137 | 1.9347
2747 | 16.0608 | 10.3105 | 0.77005 | 2.3664
2748 | 16.424 | 7.4188 | 0.54434 | 2.3012
2749 | 16.3117 | 4.8132 | 0.33949 | 2.507
2750 | 15.1656 | 4.4458 | 0.21326 | 2.6471
2751 | 14.0332 | 4.7452 | 0.21695 | 2.7999
2752 | 12.5853 | 4.631 | 0.20088 | 2.8458
2753 | 12.5008 | 4.656 | 0.21628 | 2.6786
2754 | 11.5259 | 4.7734 | 0.21074 | 2.6088
2755 | 11.729 | 4.5193 | 0.21229 | 2.3602
2756 | 12.211 | 4.5451 | 0.22245 | 2.1408
2757 | 12.1622 | 4.7047 | 0.21405 | 1.8674
2758 | 11.6374 | 4.2131 | 0.2076 | 1.9995
2759 | 11.56 | 4.3357 | 0.20695 | 2.0183
2760 | 11.7417 | 4.9417 | 0.21103 | 1.9046
2761 | 12.4447 | 4.4449 | 0.22541 | 2.0223
2762 | 12.293 | 4.7602 | 0.31763 | 1.9235
2763 | 12.1326 | 6.5563 | 0.47259 | 1.9019
2764 | 11.9452 | 8.0688 | 0.60519 | 1.996
2765 | 12.7721 | 9.8641 | 0.71766 | 1.9473
2766 | 12.2518 | 11.4632 | 0.83914 | 1.792
2767 | 12.7716 | 12.317 | 0.92854 | 1.9109
2768 | 13.5618 | 13.158 | 0.98925 | 1.9341
2769 | 13.8016 | 13.8147 | 1.0675 | 1.971
2770 | 16.0501 | 13.4675 | 1.0155 | 1.824
2771 | 16.2177 | 10.8165 | 0.81506 | 2.0411
2772 | 17.1451 | 8.4788 | 0.59375 | 2.2841
2773 | 16.9645 | 5.9441 | 0.37121 | 2.3969
2774 | 14.9968 | 4.6007 | 0.19965 | 2.3477
2775 | 14.5195 | 4.7071 | 0.21205 | 2.4792
2776 | 12.5626 | 4.5599 | 0.20791 | 2.5376
2777 | 11.8883 | 4.5547 | 0.21609 | 2.3519
2778 | 12.4883 | 4.6321 | 0.20099 | 2.4048
2779 | 12.2371 | 4.3509 | 0.20296 | 2.2144
2780 | 12.4207 | 4.605 | 0.20726 | 1.9143
2781 | 12.0338 | 4.5854 | 0.22885 | 1.8405
2782 | 11.6563 | 4.7368 | 0.2038 | 1.8831
2783 | 12.0679 | 4.6016 | 0.21879 | 2.0366
2784 | 12.029 | 4.5453 | 0.21953 | 1.9464
2785 | 12.1701 | 4.3942 | 0.28533 | 2.0175
2786 | 11.6297 | 5.3024 | 0.32423 | 1.9717
2787 | 11.6899 | 6.0826 | 0.42897 | 1.9143
2788 | 11.8318 | 7.2111 | 0.50376 | 1.9065
2789 | 11.8187 | 5.8269 | 0.35844 | 1.9452
2790 | 11.9024 | 5.9017 | 0.37041 | 1.7954
2791 | 11.7015 | 5.9232 | 0.39236 | 2.0933
2792 | 12.2161 | 5.8417 | 0.36605 | 1.9821
2793 | 11.8008 | 5.771 | 0.3419 | 1.9117
2794 | 12.184 | 5.5102 | 0.34516 | 1.9412
2795 | 12.029 | 5.2439 | 0.30333 | 1.9017
2796 | 12.3897 | 4.7972 | 0.28579 | 1.9068
2797 | 12.1259 | 4.6314 | 0.2364 | 2.1984
2798 | 11.4378 | 4.5017 | 0.24529 | 1.8433
2799 | 11.7488 | 4.9818 | 0.22237 | 2.2132
2800 | 12.1524 | 4.5671 | 0.21904 | 2.1177
2801 | 11.7768 | 4.2881 | 0.21562 | 2.0294
2802 | 11.4747 | 4.3954 | 0.22607 | 1.981
2803 | 12.2486 | 4.7854 | 0.19709 | 2.0973
2804 | 11.875 | 4.5278 | 0.2134 | 2.0112
2805 | 11.6669 | 4.5426 | 0.20415 | 2.0394
2806 | 12.0226 | 4.451 | 0.20701 | 1.914
2807 | 11.4046 | 4.9029 | 0.21453 | 1.9979
2808 | 11.6668 | 4.6504 | 0.20364 | 1.9137
2809 | 11.6931 | 4.267 | 0.21508 | 1.9116
2810 | 12.1077 | 4.6528 | 0.24397 | 1.9588
2811 | 11.911 | 5.1904 | 0.28223 | 1.7709
2812 | 12.1988 | 5.4213 | 0.34065 | 2.0211
2813 | 12.3707 | 5.9244 | 0.3704 | 2.0047
2814 | 12.1968 | 6.5221 | 0.41121 | 1.8606
2815 | 11.9014 | 6.6475 | 0.441 | 2.0276
2816 | 11.4734 | 6.7797 | 0.45572 | 1.9845
2817 | 11.548 | 7.1244 | 0.46069 | 1.9652
2818 | 11.5571 | 7.1368 | 0.45001 | 2.0291
2819 | 12.1576 | 5.916 | 0.38354 | 2.242
2820 | 11.5681 | 5.1116 | 0.284 | 2.1819
2821 | 11.9775 | 4.2923 | 0.19845 | 1.9795
2822 | 12.2389 | 4.6874 | 0.20003 | 1.8775
2823 | 11.7946 | 4.7473 | 0.23147 | 1.9292
2824 | 11.9965 | 4.7619 | 0.20936 | 1.8509
2825 | 12.357 | 4.3241 | 0.22869 | 1.817
2826 | 12.0655 | 4.4758 | 0.20723 | 1.7877
2827 | 11.6552 | 4.5681 | 0.23509 | 1.8805
2828 | 12.0846 | 4.8052 | 0.25987 | 2.0419
2829 | 11.6482 | 4.8534 | 0.24146 | 1.6918
2830 | 11.6765 | 4.803 | 0.26634 | 1.9913
2831 | 11.285 | 5.0201 | 0.29635 | 1.8394
2832 | 12.1861 | 5.4673 | 0.32122 | 1.9188
2833 | 11.9964 | 5.8158 | 0.34536 | 2.06
2834 | 11.6744 | 6.4293 | 0.42831 | 1.9005
2835 | 12.513 | 7.2181 | 0.46744 | 1.941
2836 | 12.1342 | 7.83 | 0.48413 | 1.9463
2837 | 12.0888 | 12.1141 | 0.9279 | 1.9341
2838 | 12.4146 | 13.8967 | 1.0389 | 1.9282
2839 | 12.9941 | 14.9628 | 1.1021 | 1.8513
2840 | 13.2372 | 16.0373 | 1.2107 | 1.9219
2841 | 14.3554 | 16.6133 | 1.2644 | 1.9978
2842 | 15.6628 | 16.2162 | 1.2338 | 1.9559
2843 | 16.7705 | 14.1927 | 1.0732 | 1.7895
2844 | 16.6332 | 12.2461 | 0.91369 | 2.0169
2845 | 16.5602 | 9.9086 | 0.73618 | 2.0592
2846 | 15.3996 | 8.3077 | 0.63605 | 1.961
2847 | 14.9689 | 6.769 | 0.46598 | 1.838
2848 | 13.336 | 5.4163 | 0.3754 | 1.845
2849 | 12.5303 | 4.4749 | 0.27873 | 1.931
2850 | 12.3768 | 4.4324 | 0.24129 | 1.7662
2851 | 12.4822 | 4.7103 | 0.22519 | 1.8828
2852 | 11.5105 | 4.8001 | 0.25636 | 2.0285
2853 | 12.1747 | 4.6429 | 0.31897 | 1.9429
2854 | 11.3752 | 6.3715 | 0.43481 | 1.8822
2855 | 11.8021 | 7.6689 | 0.57895 | 1.9782
2856 | 11.3341 | 9.5592 | 0.7176 | 2.0339
2857 | 12.2708 | 11.3469 | 0.83055 | 1.9986
2858 | 11.7008 | 12.6471 | 0.96331 | 1.891
2859 | 11.3134 | 14.1445 | 1.0654 | 2.0033
2860 | 12.0864 | 15.7423 | 1.2124 | 1.8718
2861 | 12.3134 | 16.3389 | 1.1939 | 1.7994
2862 | 12.4897 | 16.0678 | 1.2477 | 1.8984
2863 | 12.0224 | 16.1559 | 1.2247 | 2.0919
2864 | 13.5097 | 16.234 | 1.2451 | 2.1646
2865 | 14.195 | 16.4656 | 1.2431 | 1.8323
2866 | 15.2883 | 16.3812 | 1.217 | 1.9088
2867 | 16.4896 | 15.669 | 1.1861 | 1.8312
2868 | 17.2432 | 13.975 | 1.0872 | 1.8787
2869 | 16.5756 | 13.1863 | 0.97513 | 1.9472
2870 | 15.7827 | 12.2338 | 0.91098 | 2.043
2871 | 14.4784 | 10.769 | 0.81741 | 1.976
2872 | 13.5629 | 10.1028 | 0.74838 | 1.9325
2873 | 12.4472 | 9.9619 | 0.75544 | 1.9307
2874 | 12.4115 | 9.7465 | 0.71649 | 1.7969
2875 | 12.2302 | 9.2606 | 0.7177 | 1.8639
2876 | 11.865 | 9.4943 | 0.69521 | 1.9208
2877 | 11.7032 | 9.9076 | 0.72859 | 1.7886
2878 | 12.0068 | 10.2393 | 0.75784 | 2.0004
2879 | 11.6605 | 11.033 | 0.81295 | 1.9513
2880 | 12.114 | 11.8401 | 0.88519 | 2.0005
2881 | 11.7923 | 11.5046 | 0.86803 | 1.926
2882 | 12.034 | 10.8722 | 0.84234 | 1.8222
2883 | 11.6616 | 10.8424 | 0.77924 | 1.7458
2884 | 12.1756 | 10.0538 | 0.7479 | 1.8965
2885 | 12.3763 | 9.8595 | 0.73941 | 1.8489
2886 | 12.7999 | 9.7018 | 0.71667 | 1.933
2887 | 12.4238 | 9.2713 | 0.69001 | 1.8884
2888 | 13.1728 | 8.8207 | 0.67449 | 1.8807
2889 | 14.2099 | 9.04 | 0.68128 | 1.8066
2890 | 15.6999 | 8.4493 | 0.62686 | 1.9697
2891 | 16.8544 | 6.7348 | 0.4818 | 2.1225
2892 | 17.1812 | 5.0799 | 0.35783 | 2.4356
2893 | 16.5286 | 4.4212 | 0.216 | 2.4716
2894 | 15.3201 | 4.4107 | 0.21158 | 2.5669
2895 | 14.0968 | 4.5297 | 0.19985 | 2.4387
2896 | 12.4946 | 4.5738 | 0.20681 | 2.6236
2897 | 12.4707 | 4.4683 | 0.2264 | 2.4034
2898 | 12.623 | 4.6793 | 0.21342 | 2.4678
2899 | 11.8613 | 4.4862 | 0.223 | 2.4391
2900 | 12.2431 | 4.6017 | 0.20697 | 2.1802
2901 | 11.5591 | 4.5863 | 0.22695 | 2.0287
2902 | 12.3901 | 4.4948 | 0.23148 | 2.2591
2903 | 11.629 | 4.5437 | 0.22523 | 2.0459
2904 | 11.8813 | 4.5051 | 0.21084 | 1.9066
2905 | 12.06 | 4.7767 | 0.20959 | 1.948
2906 | 12.0155 | 4.5954 | 0.20356 | 2.1089
2907 | 12.3766 | 4.0244 | 0.19654 | 1.8203
2908 | 12.6852 | 4.5828 | 0.21984 | 1.8194
2909 | 12.1673 | 4.5489 | 0.29056 | 1.9745
2910 | 12.255 | 5.5743 | 0.36006 | 1.8472
2911 | 12.2626 | 5.8125 | 0.43277 | 2.0154
2912 | 13.2925 | 5.9786 | 0.41809 | 2.2027
2913 | 14.7214 | 6.361 | 0.43232 | 2.163
2914 | 15.5093 | 5.4673 | 0.3873 | 2.572
2915 | 16.4534 | 4.5205 | 0.27276 | 2.6164
2916 | 16.4089 | 4.5656 | 0.225 | 2.7798
2917 | 16.3526 | 4.4901 | 0.2322 | 2.7804
2918 | 14.8988 | 4.4024 | 0.20697 | 2.7197
2919 | 14.3326 | 4.4797 | 0.21517 | 2.6669
2920 | 12.8639 | 4.7782 | 0.21634 | 2.653
2921 | 12.468 | 4.5372 | 0.20362 | 2.6325
2922 | 11.3715 | 4.1776 | 0.22117 | 2.7511
2923 | 11.9447 | 4.4367 | 0.20875 | 2.4958
2924 | 11.9298 | 4.6426 | 0.21349 | 2.4059
2925 | 11.7302 | 4.582 | 0.19748 | 2.207
2926 | 11.7932 | 4.6572 | 0.2033 | 2.0352
2927 | 12.5666 | 4.5165 | 0.23495 | 1.9615
2928 | 12.2099 | 4.6855 | 0.22761 | 1.794
2929 | 12.4905 | 4.6933 | 0.20965 | 1.9892
2930 | 12.5294 | 4.6593 | 0.21564 | 1.7824
2931 | 12.3278 | 4.2249 | 0.25184 | 1.9888
2932 | 12.1834 | 5.4797 | 0.37891 | 2.0385
2933 | 11.9987 | 6.1345 | 0.43173 | 2.0296
2934 | 11.9236 | 6.9744 | 0.5268 | 1.9641
2935 | 12.5501 | 7.7896 | 0.56684 | 2.1007
2936 | 13.7046 | 8.0771 | 0.57781 | 1.8196
2937 | 14.3214 | 8.3327 | 0.59 | 2.1791
2938 | 15.0697 | 7.488 | 0.52378 | 2.324
2939 | 16.293 | 5.447 | 0.3949 | 2.6389
2940 | 17.0557 | 4.4136 | 0.21166 | 2.8099
2941 | 16.5645 | 4.8322 | 0.21759 | 2.9652
2942 | 15.6753 | 4.5183 | 0.20947 | 3.0413
2943 | 13.8318 | 4.5884 | 0.20558 | 2.9678
2944 | 13.0402 | 4.6236 | 0.21233 | 3.1425
2945 | 12.192 | 4.2423 | 0.21769 | 3.0672
2946 | 11.6169 | 4.5128 | 0.22954 | 2.9979
2947 | 11.5406 | 4.4703 | 0.23939 | 2.9267
2948 | 12.1132 | 4.5264 | 0.22284 | 2.468
2949 | 11.6548 | 4.4508 | 0.23063 | 2.291
2950 | 12.1328 | 4.6792 | 0.22471 | 2.2203
2951 | 11.9688 | 4.6785 | 0.23402 | 2.0161
2952 | 11.9053 | 4.4024 | 0.22981 | 1.7316
2953 | 11.9414 | 4.5253 | 0.21364 | 1.8988
2954 | 11.7976 | 4.6049 | 0.20313 | 1.662
2955 | 11.7801 | 4.5968 | 0.19531 | 1.9318
2956 | 11.7078 | 4.7603 | 0.21656 | 1.9949
2957 | 12.1798 | 4.6797 | 0.27736 | 1.8423
2958 | 12.0534 | 5.506 | 0.34054 | 1.8842
2959 | 12.0177 | 5.7933 | 0.36351 | 2.0757
2960 | 12.2142 | 5.8436 | 0.35923 | 1.6811
2961 | 12.205 | 5.9259 | 0.37229 | 1.9971
2962 | 12.0012 | 5.5426 | 0.34138 | 2.1053
2963 | 11.1329 | 5.0337 | 0.31199 | 2.1986
2964 | 11.6161 | 4.4522 | 0.21308 | 2.2342
2965 | 11.9318 | 4.545 | 0.20398 | 2.3815
2966 | 11.6376 | 4.4994 | 0.20423 | 2.2879
2967 | 11.0684 | 4.6765 | 0.20269 | 2.449
2968 | 11.3165 | 4.6335 | 0.20943 | 2.2438
2969 | 11.8948 | 4.4791 | 0.22055 | 2.1033
2970 | 11.4393 | 4.5373 | 0.22829 | 2.3504
2971 | 11.4598 | 4.3872 | 0.22746 | 2.3397
2972 | 12.1947 | 4.2987 | 0.19472 | 2.3585
2973 | 12.2177 | 4.9793 | 0.20078 | 1.9764
2974 | 12.1921 | 4.6539 | 0.20556 | 2.0309
2975 | 11.7898 | 4.6488 | 0.21758 | 2.0536
2976 | 12.1602 | 4.6498 | 0.22449 | 1.9219
2977 | 11.775 | 4.9184 | 0.21919 | 1.9604
2978 | 12.1288 | 4.264 | 0.19263 | 2.0531
2979 | 11.5246 | 4.9446 | 0.19858 | 2.1082
2980 | 12.3572 | 4.5429 | 0.20821 | 2.0394
2981 | 11.7079 | 4.639 | 0.19098 | 1.9161
2982 | 11.7749 | 4.4821 | 0.22948 | 1.9404
2983 | 12.0067 | 4.4567 | 0.22901 | 1.9743
2984 | 11.8665 | 4.5252 | 0.21754 | 2.0064
2985 | 11.7122 | 4.6485 | 0.20683 | 2.065
2986 | 11.9451 | 4.4585 | 0.20137 | 2.0103
2987 | 11.5357 | 4.648 | 0.22227 | 2.0976
2988 | 11.9329 | 4.4454 | 0.22562 | 2.1246
2989 | 11.739 | 4.4436 | 0.20727 | 2.2485
2990 | 11.7321 | 4.3916 | 0.19557 | 2.0416
2991 | 11.8939 | 4.6744 | 0.21638 | 2.1334
2992 | 11.7215 | 4.5177 | 0.2255 | 2.2492
2993 | 11.8536 | 4.356 | 0.22319 | 2.1998
2994 | 11.6845 | 4.6331 | 0.22201 | 2.1985
2995 | 11.6051 | 4.7618 | 0.22247 | 2.0995
2996 | 11.7658 | 4.4384 | 0.23647 | 2.1158
2997 | 12.0829 | 4.5402 | 0.2196 | 1.9787
2998 | 11.8017 | 4.5773 | 0.22215 | 1.9388
2999 | 11.7058 | 4.2994 | 0.2182 | 2.0905
3000 | 12.0822 | 4.3279 | 0.19877 | 2.2191
3001 | 11.8041 | 4.6858 | 0.21718 | 2.1001
3002 | 12.0766 | 4.4715 | 0.20667 | 2.1773
3003 | 11.9743 | 4.483 | 0.20497 | 2.1262
3004 | 12.0115 | 4.5417 | 0.21953 | 2.1425
3005 | 12.2395 | 4.4572 | 0.20998 | 1.9856
3006 | 12.2401 | 4.5459 | 0.20583 | 2.032
3007 | 12.7873 | 4.5164 | 0.21158 | 2.1408
3008 | 13.5391 | 4.4517 | 0.21756 | 2.3574
3009 | 14.7978 | 4.5817 | 0.20332 | 2.1908
3010 | 16.0899 | 4.6374 | 0.20601 | 2.2097
3011 | 16.7439 | 4.4622 | 0.20412 | 2.4721
3012 | 16.852 | 4.7056 | 0.21133 | 2.5162
3013 | 16.6428 | 4.1829 | 0.21618 | 2.6439
3014 | 15.3395 | 4.4885 | 0.22334 | 2.3692
3015 | 13.8177 | 4.5827 | 0.22725 | 2.4602
3016 | 13.0122 | 4.6473 | 0.21626 | 2.6498
3017 | 12.3262 | 4.5584 | 0.22386 | 2.5871
3018 | 11.995 | 4.3871 | 0.20043 | 2.574
3019 | 11.1984 | 4.4721 | 0.23361 | 2.5904
3020 | 11.9919 | 4.1851 | 0.20158 | 2.5331
3021 | 11.5828 | 4.4497 | 0.21706 | 2.6231
3022 | 12.0657 | 4.3611 | 0.22824 | 2.4701
3023 | 11.3217 | 4.2248 | 0.20237 | 2.2898
3024 | 11.3571 | 4.2922 | 0.21998 | 2.1042
3025 | 11.6149 | 4.4307 | 0.23353 | 1.9772
3026 | 11.754 | 4.6099 | 0.20372 | 1.8878
3027 | 11.6955 | 4.5049 | 0.22138 | 1.9297
3028 | 11.9836 | 4.3647 | 0.2191 | 1.8652
3029 | 12.0192 | 4.5783 | 0.21446 | 1.9149
3030 | 12.088 | 4.8743 | 0.20354 | 1.8974
3031 | 12.9756 | 4.6838 | 0.20095 | 1.8277
3032 | 13.1485 | 4.4419 | 0.21595 | 2.0602
3033 | 14.2355 | 4.4204 | 0.22415 | 1.937
3034 | 16.2276 | 4.6138 | 0.20548 | 2.0949
3035 | 16.8475 | 4.6373 | 0.20088 | 2.1387
3036 | 16.647 | 4.4024 | 0.21645 | 2.1677
3037 | 16.6277 | 4.7431 | 0.22618 | 2.1286
3038 | 15.6028 | 4.3538 | 0.22786 | 2.0919
3039 | 14.8653 | 4.851 | 0.20692 | 2.3024
3040 | 13.4601 | 4.5227 | 0.22396 | 2.0357
3041 | 11.9979 | 4.4557 | 0.20949 | 2.1548
3042 | 12.2922 | 4.4144 | 0.22261 | 2.1268
3043 | 11.9769 | 4.5935 | 0.20201 | 2.1168
3044 | 12.0888 | 4.6094 | 0.21896 | 2.0601
3045 | 12.0659 | 4.4083 | 0.23428 | 2.1052
3046 | 12.1838 | 4.5015 | 0.20279 | 2.0514
3047 | 11.1701 | 4.5008 | 0.21756 | 1.7854
3048 | 11.9007 | 4.5506 | 0.21661 | 2.031
3049 | 11.5058 | 4.613 | 0.2059 | 2.0077
3050 | 12.1268 | 4.5973 | 0.20417 | 1.9471
3051 | 11.9994 | 4.5955 | 0.22707 | 1.8864
3052 | 11.846 | 4.1957 | 0.29228 | 1.9476
3053 | 11.891 | 6.2767 | 0.42605 | 1.8175
3054 | 12.4257 | 8.3464 | 0.57314 | 1.7356
3055 | 12.5629 | 8.8586 | 0.66738 | 1.8308
3056 | 13.1513 | 9.7712 | 0.74679 | 1.9294
3057 | 14.1999 | 9.9401 | 0.73758 | 1.9538
3058 | 16.0127 | 9.1716 | 0.68276 | 1.9252
3059 | 16.4828 | 8.2266 | 0.57176 | 2.1272
3060 | 17.5792 | 6.1928 | 0.45092 | 2.2409
3061 | 16.3764 | 4.1795 | 0.29886 | 2.5379
3062 | 15.5982 | 4.7501 | 0.21351 | 2.3166
3063 | 13.4935 | 4.6519 | 0.22043 | 2.5612
3064 | 13.138 | 4.3876 | 0.22533 | 2.3717
3065 | 12.013 | 4.5371 | 0.2091 | 2.5109
3066 | 12.7885 | 4.8282 | 0.207 | 2.5686
3067 | 11.8603 | 4.435 | 0.2232 | 2.2481
3068 | 11.6568 | 4.1478 | 0.20333 | 2.1674
3069 | 12.2193 | 4.4625 | 0.22661 | 2.0559
3070 | 11.5442 | 4.5124 | 0.24281 | 1.8906
3071 | 11.9969 | 4.5027 | 0.22209 | 2.0454
3072 | 11.9893 | 4.7023 | 0.22387 | 2.0058
3073 | 11.9194 | 4.4747 | 0.19357 | 1.9494
3074 | 11.6838 | 4.4461 | 0.29322 | 1.8016
3075 | 12.2472 | 5.9856 | 0.41197 | 1.8806
3076 | 12.0335 | 7.2357 | 0.49912 | 1.9116
3077 | 11.4837 | 7.5408 | 0.53018 | 2.0046
3078 | 12.0605 | 7.965 | 0.55979 | 1.8984
3079 | 13.0421 | 8.3604 | 0.61059 | 1.8562
3080 | 13.8553 | 8.4267 | 0.59478 | 1.8604
3081 | 14.87 | 8.2417 | 0.6067 | 1.8582
3082 | 16.2004 | 7.8078 | 0.584 | 1.8966
3083 | 16.6262 | 6.9636 | 0.49262 | 1.8315
3084 | 17.3519 | 5.9124 | 0.41207 | 2.1264
3085 | 17.1065 | 4.8251 | 0.33893 | 1.966
3086 | 16.3255 | 4.9165 | 0.24856 | 2.1155
3087 | 14.6011 | 4.523 | 0.22806 | 1.9076
3088 | 13.152 | 4.8719 | 0.2262 | 2.1384
3089 | 12.6081 | 4.6666 | 0.20688 | 2.2294
3090 | 11.4571 | 4.574 | 0.20116 | 2.071
3091 | 12.6831 | 4.5707 | 0.19311 | 1.8703
3092 | 12.1007 | 4.4103 | 0.21766 | 1.8271
3093 | 12.3265 | 4.4662 | 0.20679 | 1.9865
3094 | 11.7929 | 4.4395 | 0.21819 | 1.9431
3095 | 11.9291 | 4.5128 | 0.2273 | 2.0042
3096 | 12.055 | 4.7434 | 0.20452 | 1.8647
3097 | 11.802 | 4.703 | 0.30258 | 1.9277
3098 | 12.1815 | 5.9672 | 0.41092 | 2.0287
3099 | 11.9322 | 7.09 | 0.49407 | 1.8886
3100 | 11.8547 | 8.3551 | 0.61525 | 1.798
3101 | 12.1379 | 9.7511 | 0.70026 | 1.9297
3102 | 12.2845 | 11.1186 | 0.81306 | 2.1504
3103 | 12.8193 | 11.5357 | 0.8465 | 1.7976
3104 | 13.3772 | 12.0925 | 0.92345 | 2.0835
3105 | 15.0875 | 12.1417 | 0.92404 | 1.7343
3106 | 15.4974 | 11.3239 | 0.85324 | 1.9457
3107 | 17.1887 | 9.7976 | 0.73902 | 2.0933
3108 | 17.2133 | 7.931 | 0.60046 | 2.1232
3109 | 16.5415 | 6.0696 | 0.43574 | 2.2978
3110 | 15.0869 | 4.4504 | 0.29554 | 2.1484
3111 | 14.2327 | 4.5219 | 0.1911 | 2.4267
3112 | 13.2053 | 4.5958 | 0.19846 | 2.2888
3113 | 12.5762 | 4.4232 | 0.2034 | 2.2773
3114 | 12.3573 | 4.6434 | 0.21458 | 2.119
3115 | 12.2648 | 4.5657 | 0.20316 | 2.0959
3116 | 12.2818 | 4.6839 | 0.24477 | 1.8281
3117 | 12.0424 | 4.5231 | 0.21769 | 1.987
3118 | 12.2643 | 4.6996 | 0.20366 | 1.9237
3119 | 11.8944 | 4.7096 | 0.21707 | 2.0217
3120 | 12.0446 | 4.5243 | 0.26862 | 1.8711
3121 | 12.1744 | 5.4573 | 0.40847 | 1.8982
3122 | 11.4963 | 6.9314 | 0.4832 | 1.9064
3123 | 11.8458 | 8.389 | 0.59415 | 1.8842
3124 | 12.3674 | 9.7796 | 0.69906 | 1.981
3125 | 12.2198 | 7.2962 | 0.49435 | 2.086
3126 | 11.5066 | 7.4269 | 0.49761 | 1.9753
3127 | 11.6506 | 7.5904 | 0.49951 | 1.9689
3128 | 11.657 | 7.89 | 0.50088 | 1.9549
3129 | 11.8663 | 7.4251 | 0.50349 | 2.0262
3130 | 11.6929 | 7.0512 | 0.45769 | 2.3891
3131 | 11.9019 | 5.8279 | 0.40056 | 2.1889
3132 | 11.9585 | 5.195 | 0.33863 | 2.1605
3133 | 11.8042 | 4.3621 | 0.22799 | 2.2317
3134 | 12.2392 | 4.6059 | 0.20944 | 2.334
3135 | 11.7245 | 4.5 | 0.22937 | 2.2407
3136 | 11.3448 | 4.5423 | 0.21789 | 2.452
3137 | 11.5738 | 4.5736 | 0.21297 | 2.327
3138 | 11.7762 | 4.5755 | 0.23816 | 2.243
3139 | 11.2496 | 4.4816 | 0.20199 | 2.1669
3140 | 11.5799 | 4.5305 | 0.20843 | 2.1005
3141 | 12.5048 | 4.5264 | 0.21467 | 2.2322
3142 | 11.9137 | 4.6728 | 0.23488 | 1.9459
3143 | 12.1321 | 4.6885 | 0.20432 | 1.816
3144 | 11.8895 | 4.6044 | 0.20931 | 1.8265
3145 | 11.8797 | 4.723 | 0.20337 | 2.0179
3146 | 11.8159 | 4.594 | 0.19894 | 2.0581
3147 | 11.7566 | 4.7382 | 0.24927 | 1.8744
3148 | 11.6637 | 5.4172 | 0.3266 | 1.8184
3149 | 12.0952 | 6.0856 | 0.39439 | 1.719
3150 | 12.4756 | 7.5021 | 0.45972 | 2.0008
3151 | 12.4294 | 7.5824 | 0.49476 | 2.0408
3152 | 12.1344 | 8.0927 | 0.54585 | 1.813
3153 | 12.0295 | 8.2561 | 0.55816 | 1.7749
3154 | 11.7789 | 7.3871 | 0.54364 | 1.886
3155 | 11.5346 | 7.0488 | 0.49535 | 1.9997
3156 | 11.8456 | 6.8084 | 0.41059 | 1.8713
3157 | 11.7942 | 5.5189 | 0.35039 | 1.908
3158 | 11.8894 | 5.1319 | 0.29137 | 2.0714
3159 | 12.0279 | 4.592 | 0.21383 | 2.0825
3160 | 11.5355 | 4.5659 | 0.2293 | 1.952
3161 | 11.8311 | 4.1507 | 0.22335 | 1.9272
3162 | 12.2445 | 4.6672 | 0.22735 | 1.9411
3163 | 11.5937 | 4.457 | 0.21482 | 2.0033
3164 | 12.1922 | 4.3573 | 0.20635 | 1.8732
3165 | 11.8168 | 4.5443 | 0.20938 | 2.1286
3166 | 11.6874 | 4.4559 | 0.19895 | 2.1062
3167 | 11.9017 | 4.4843 | 0.24481 | 1.8082
3168 | 11.8501 | 5.3702 | 0.31081 | 1.993
3169 | 12.0661 | 5.7393 | 0.35951 | 2.0197
3170 | 11.5098 | 6.5305 | 0.41119 | 2.0233
3171 | 11.436 | 7.289 | 0.48782 | 1.8282
3172 | 12.1542 | 7.9598 | 0.52798 | 2.095
3173 | 12.1402 | 11.3393 | 0.83603 | 1.9696
3174 | 12.3278 | 11.2156 | 0.81551 | 1.7661
3175 | 12.7458 | 10.8882 | 0.83056 | 1.983
3176 | 13.7266 | 10.8672 | 0.83359 | 2.0803
3177 | 14.1881 | 10.8261 | 0.81716 | 1.7609
3178 | 16.4651 | 9.8634 | 0.72292 | 2.1775
3179 | 16.5831 | 8.2318 | 0.57481 | 2.3692
3180 | 16.8219 | 6.1783 | 0.42375 | 2.4852
3181 | 16.0595 | 4.3136 | 0.21684 | 2.4954
3182 | 15.8359 | 4.4647 | 0.21658 | 2.5952
3183 | 14.0858 | 4.3809 | 0.22835 | 2.6205
3184 | 13.216 | 4.2759 | 0.21444 | 2.455
3185 | 12.5003 | 4.6166 | 0.20914 | 2.5147
3186 | 11.6496 | 4.5144 | 0.22998 | 2.6281
3187 | 11.8754 | 4.5961 | 0.21102 | 2.4979
3188 | 11.8743 | 4.5731 | 0.23153 | 2.1079
3189 | 12.2268 | 4.5297 | 0.21932 | 1.9602
3190 | 12.1146 | 4.4049 | 0.20154 | 1.9177
3191 | 12.0297 | 4.515 | 0.22081 | 1.8904
3192 | 11.8208 | 4.5997 | 0.21741 | 1.9063
3193 | 11.8262 | 4.6277 | 0.22121 | 2.0159
3194 | 11.8504 | 4.499 | 0.21364 | 1.8013
3195 | 11.6672 | 4.7753 | 0.32723 | 1.9415
3196 | 11.1947 | 6.2354 | 0.44243 | 1.9449
3197 | 12.5661 | 7.5951 | 0.55314 | 1.9184
3198 | 11.953 | 8.9791 | 0.67247 | 1.9422
3199 | 12.422 | 9.9624 | 0.743 | 1.8277
3200 | 13.5992 | 10.4221 | 0.78073 | 1.9967
3201 | 14.5975 | 10.582 | 0.79098 | 1.9765
3202 | 15.9968 | 9.4636 | 0.71169 | 2.2734
3203 | 16.5805 | 7.6672 | 0.56021 | 2.5465
3204 | 17.1001 | 5.716 | 0.37494 | 2.4244
3205 | 16.7326 | 4.5928 | 0.21167 | 2.5023
3206 | 16.1187 | 4.715 | 0.22161 | 2.338
3207 | 14.2603 | 4.765 | 0.21397 | 2.1889
3208 | 12.7379 | 4.4004 | 0.21978 | 2.1941
3209 | 12.2722 | 4.4743 | 0.214 | 2.1166
3210 | 11.9196 | 4.4774 | 0.22401 | 1.9599
3211 | 12.0799 | 4.7246 | 0.21358 | 1.7824
3212 | 11.7336 | 4.4115 | 0.23239 | 2.0179
3213 | 12.1971 | 4.5486 | 0.21486 | 2.0995
3214 | 12.504 | 4.7051 | 0.19065 | 1.9508
3215 | 11.789 | 4.4677 | 0.21297 | 2.0948
3216 | 11.8951 | 4.6153 | 0.30451 | 1.8533
3217 | 11.9436 | 5.1152 | 0.33503 | 1.7985
3218 | 12.1746 | 5.3719 | 0.35244 | 1.9944
3219 | 11.9091 | 5.3044 | 0.38595 | 1.8919
3220 | 11.8115 | 5.6596 | 0.41496 | 1.8815
3221 | 11.5416 | 5.3008 | 0.35397 | 1.6998
3222 | 12.555 | 4.529 | 0.29994 | 2.0279
3223 | 12.8894 | 4.6194 | 0.31471 | 2.1322
3224 | 13.62 | 4.554 | 0.28129 | 2.1384
3225 | 14.3783 | 4.7267 | 0.26632 | 2.2007
3226 | 15.7173 | 4.4899 | 0.2151 | 2.5159
3227 | 16.447 | 4.7214 | 0.22525 | 2.4544
3228 | 17.0974 | 4.6239 | 0.22379 | 2.3728
3229 | 16.938 | 4.6423 | 0.20341 | 2.6146
3230 | 15.5374 | 4.5392 | 0.20394 | 2.6059
3231 | 14.0657 | 4.4 | 0.21269 | 2.7536
3232 | 12.4193 | 4.4312 | 0.23008 | 2.7374
3233 | 11.5386 | 4.29 | 0.21897 | 2.6975
3234 | 11.4189 | 4.551 | 0.22916 | 2.5843
3235 | 11.6659 | 4.6184 | 0.21342 | 2.5316
3236 | 11.664 | 4.3643 | 0.19411 | 2.6181
3237 | 11.779 | 4.5815 | 0.22956 | 2.4291
3238 | 12.0492 | 4.5862 | 0.20677 | 2.2103
3239 | 12.427 | 4.5398 | 0.20582 | 1.9246
3240 | 11.6938 | 4.8668 | 0.19315 | 2.0559
3241 | 11.7216 | 4.3691 | 0.21546 | 1.8066
3242 | 11.4998 | 4.7391 | 0.21685 | 1.8479
3243 | 12.1624 | 4.6844 | 0.216 | 1.8963
3244 | 11.8875 | 4.4261 | 0.20916 | 1.686
3245 | 12.2052 | 4.5489 | 0.24735 | 1.9903
3246 | 12.036 | 6.534 | 0.42283 | 1.9961
3247 | 12.4342 | 7.3497 | 0.52447 | 2.1298
3248 | 13.466 | 8.2064 | 0.59966 | 2.0632
3249 | 14.5351 | 8.3951 | 0.61232 | 2.0545
3250 | 15.2743 | 7.2384 | 0.52165 | 2.2798
3251 | 16.7878 | 5.3555 | 0.37439 | 2.5908
3252 | 17.0686 | 4.4995 | 0.24132 | 2.5825
3253 | 16.2624 | 4.283 | 0.20721 | 2.6127
3254 | 15.2329 | 4.4034 | 0.22431 | 2.759
3255 | 13.6303 | 4.68 | 0.20713 | 2.9137
3256 | 12.8437 | 4.7024 | 0.20958 | 2.7919
3257 | 11.8219 | 4.5304 | 0.20094 | 2.8635
3258 | 12.1036 | 4.5055 | 0.20887 | 2.8018
3259 | 11.8003 | 4.6558 | 0.21414 | 2.5823
3260 | 11.9151 | 4.7554 | 0.22366 | 2.3604
3261 | 11.7904 | 4.7353 | 0.21243 | 2.2342
3262 | 11.7833 | 4.659 | 0.19501 | 1.8973
3263 | 12.0565 | 4.6021 | 0.21453 | 1.9059
3264 | 12.2459 | 4.6827 | 0.20305 | 2.1349
3265 | 11.3259 | 4.3713 | 0.22491 | 1.757
3266 | 12.3639 | 4.675 | 0.2119 | 2.0689
3267 | 11.6308 | 4.829 | 0.31253 | 1.8513
3268 | 11.9358 | 6.3036 | 0.46967 | 1.9435
3269 | 11.584 | 7.3795 | 0.53654 | 1.8986
3270 | 12.4107 | 8.6978 | 0.63308 | 1.994
3271 | 12.5158 | 9.1009 | 0.68667 | 2.0298
3272 | 13.14 | 9.6052 | 0.69717 | 1.9222
3273 | 13.9778 | 9.5689 | 0.69481 | 2.1704
3274 | 15.7254 | 8.2384 | 0.628 | 2.3801
3275 | 16.8018 | 6.7035 | 0.48559 | 2.4512
3276 | 16.5989 | 4.2297 | 0.28633 | 2.6733
3277 | 16.4798 | 4.7234 | 0.2159 | 2.8368
3278 | 15.2012 | 4.4436 | 0.21211 | 2.867
3279 | 13.8368 | 4.5891 | 0.20466 | 2.8177
3280 | 13.3611 | 4.0847 | 0.21068 | 2.8681
3281 | 12.4598 | 4.6974 | 0.20411 | 2.8589
3282 | 12.1722 | 4.5963 | 0.21555 | 2.8263
3283 | 11.7474 | 4.5093 | 0.21429 | 2.3886
3284 | 11.5778 | 4.4578 | 0.21898 | 2.2372
3285 | 11.882 | 4.2412 | 0.21532 | 2.1448
3286 | 11.5437 | 4.6524 | 0.23531 | 1.9787
3287 | 12.2893 | 4.444 | 0.22219 | 1.9582
3288 | 11.9761 | 4.3829 | 0.2207 | 1.9801
3289 | 11.9466 | 4.5608 | 0.2075 | 2.0426
3290 | 12.1558 | 4.71 | 0.21802 | 1.8505
3291 | 12.0848 | 4.9156 | 0.24965 | 1.9043
3292 | 11.7372 | 5.6689 | 0.40119 | 2.0883
3293 | 12.2548 | 5.893 | 0.36633 | 1.8216
3294 | 11.585 | 6.2398 | 0.39588 | 1.9541
3295 | 11.7958 | 6.679 | 0.42061 | 1.876
3296 | 11.7294 | 7.1898 | 0.47802 | 2.0824
3297 | 12.2636 | 7.3643 | 0.46171 | 1.8321
3298 | 12.1781 | 6.465 | 0.40221 | 2.0576
3299 | 11.6917 | 5.3641 | 0.35133 | 2.0822
3300 | 11.3712 | 4.3902 | 0.25511 | 2.2901
3301 | 11.7564 | 4.4528 | 0.19477 | 2.2319
3302 | 10.9868 | 4.4664 | 0.20575 | 2.3537
3303 | 11.7967 | 4.4824 | 0.23415 | 2.4347
3304 | 11.3669 | 4.7526 | 0.21933 | 2.1745
3305 | 11.5487 | 4.5139 | 0.22303 | 2.3359
3306 | 11.3502 | 4.5773 | 0.22679 | 2.293
3307 | 12.0895 | 4.7052 | 0.22422 | 2.1929
3308 | 12.0656 | 4.0537 | 0.21476 | 2.1141
3309 | 11.8469 | 4.3828 | 0.21931 | 2.1991
3310 | 11.947 | 4.616 | 0.2173 | 2.0119
3311 | 12.2019 | 4.523 | 0.20004 | 1.9381
3312 | 12.1941 | 4.5563 | 0.22419 | 2.0928
3313 | 12.3089 | 4.5933 | 0.21545 | 2.0053
3314 | 12.0144 | 4.581 | 0.21932 | 1.8805
3315 | 11.7471 | 4.6762 | 0.21908 | 1.765
3316 | 12.1589 | 4.6035 | 0.26934 | 1.9091
3317 | 11.8728 | 4.9935 | 0.31863 | 1.9468
3318 | 11.665 | 5.1355 | 0.32912 | 1.9865
3319 | 12.3781 | 5.3332 | 0.31791 | 1.78
3320 | 12.0632 | 5.5505 | 0.32849 | 1.9747
3321 | 11.8229 | 5.3783 | 0.34594 | 2.0081
3322 | 11.6862 | 5.0645 | 0.28428 | 2.2102
3323 | 11.6808 | 4.5333 | 0.20808 | 2.3017
3324 | 11.6466 | 4.6287 | 0.18212 | 2.2619
3325 | 11.1718 | 4.5424 | 0.2003 | 2.5469
3326 | 11.3237 | 4.5075 | 0.21654 | 2.45
3327 | 11.1841 | 4.3055 | 0.19958 | 2.3881
3328 | 11.5216 | 4.5098 | 0.22352 | 2.3654
3329 | 11.5771 | 4.4791 | 0.22305 | 2.3631
3330 | 11.2671 | 4.5389 | 0.19921 | 2.4165
3331 | 12.0622 | 4.428 | 0.23888 | 2.431
3332 | 11.3838 | 4.6424 | 0.22874 | 2.0608
3333 | 11.7594 | 4.6645 | 0.2164 | 2.1166
3334 | 11.4053 | 4.4868 | 0.22722 | 2.1503
3335 | 11.3165 | 4.5695 | 0.20646 | 2.0893
3336 | 11.5637 | 4.6853 | 0.21847 | 2.2756
3337 | 11.4746 | 4.4007 | 0.21649 | 2.2285
3338 | 11.7986 | 4.6264 | 0.22796 | 2.4579
3339 | 11.6823 | 4.5119 | 0.19758 | 2.4675
3340 | 11.63 | 4.5012 | 0.22812 | 2.7551
3341 | 11.7971 | 4.3685 | 0.20183 | 2.388
3342 | 12.2319 | 4.337 | 0.21695 | 2.6281
3343 | 12.7962 | 4.5151 | 0.21662 | 2.6158
3344 | 12.5941 | 4.4492 | 0.20226 | 2.7521
3345 | 13.9242 | 4.8732 | 0.22014 | 2.7991
3346 | 15.3016 | 4.2987 | 0.19544 | 2.9318
3347 | 16.1257 | 4.5905 | 0.21141 | 4.0065
3348 | 16.6468 | 4.5021 | 0.19537 | 5.7238
3349 | 15.751 | 4.8489 | 0.22708 | 6.4753
3350 | 14.586 | 4.4286 | 0.22969 | 7.4127
3351 | 13.3829 | 4.5299 | 0.20642 | 7.7633
3352 | 12.1964 | 4.375 | 0.19594 | 7.9009
3353 | 11.2206 | 4.8918 | 0.24268 | 7.5331
3354 | 11.1892 | 4.7832 | 0.24549 | 6.9357
3355 | 11.0826 | 4.4539 | 0.21358 | 5.6937
3356 | 10.9288 | 4.3984 | 0.21943 | 4.2383
3357 | 11.7727 | 4.5743 | 0.20977 | 3.3377
3358 | 11.8743 | 4.3826 | 0.23799 | 2.8286
3359 | 12.1307 | 4.578 | 0.19549 | 2.9192
3360 | 11.34 | 4.5249 | 0.22259 | 2.8472
3361 | 11.3442 | 4.6299 | 0.22198 | 2.6186
3362 | 11.8588 | 4.4075 | 0.22967 | 2.6064
3363 | 12.4116 | 4.44 | 0.21452 | 2.8217
3364 | 11.4989 | 4.4571 | 0.22483 | 2.4191
3365 | 11.5134 | 4.5844 | 0.21434 | 2.5936
3366 | 11.299 | 4.5089 | 0.19734 | 2.617
3367 | 12.4488 | 4.3335 | 0.21406 | 2.5285
3368 | 12.5473 | 4.6446 | 0.20027 | 2.8308
3369 | 13.9561 | 4.4143 | 0.20765 | 2.6531
3370 | 15.6627 | 4.6954 | 0.22163 | 2.9528
3371 | 16.5386 | 4.7176 | 0.22412 | 2.9172
3372 | 16.6869 | 4.5342 | 0.21394 | 2.9155
3373 | 16.4699 | 4.4512 | 0.17417 | 2.9372
3374 | 14.8784 | 4.5467 | 0.21969 | 3.018
3375 | 13.6793 | 4.6703 | 0.22074 | 2.953
3376 | 13.256 | 4.5779 | 0.22506 | 2.9286
3377 | 11.9291 | 4.4333 | 0.20937 | 3.0246
3378 | 11.5167 | 4.4751 | 0.20218 | 2.9173
3379 | 10.9076 | 4.9563 | 0.21614 | 2.7614
3380 | 11.3429 | 4.7754 | 0.22961 | 2.7533
3381 | 11.7535 | 4.4619 | 0.19725 | 2.7928
3382 | 11.5128 | 4.7209 | 0.21537 | 2.6239
3383 | 11.563 | 4.637 | 0.21017 | 2.6414
3384 | 11.8263 | 4.4192 | 0.21175 | 2.3668
3385 | 11.5362 | 4.3018 | 0.22329 | 2.3619
3386 | 12.2665 | 4.782 | 0.21448 | 2.1554
3387 | 11.3985 | 4.5321 | 0.21478 | 2.2223
3388 | 12.0886 | 4.4881 | 0.20481 | 1.9082
3389 | 12.4569 | 4.4773 | 0.23559 | 2.0388
3390 | 12.1329 | 4.918 | 0.23243 | 1.9937
3391 | 12.7726 | 4.564 | 0.20599 | 2.166
3392 | 13.019 | 4.249 | 0.23112 | 2.4546
3393 | 14.5234 | 4.4829 | 0.23766 | 2.7221
3394 | 15.1611 | 4.5325 | 0.21057 | 2.891
3395 | 16.0015 | 4.5604 | 0.22021 | 2.9633
3396 | 16.6 | 4.3485 | 0.22009 | 3.4722
3397 | 16.3161 | 4.4981 | 0.20231 | 4.5166
3398 | 14.9994 | 4.4352 | 0.21065 | 5.251
3399 | 14.0721 | 4.571 | 0.23613 | 5.4204
3400 | 12.2264 | 4.4453 | 0.19632 | 5.2746
3401 | 11.7532 | 4.5783 | 0.2077 | 4.5549
3402 | 11.5515 | 4.6976 | 0.2107 | 2.9294
3403 | 11.0705 | 4.493 | 0.21359 | 3.0395
3404 | 11.3449 | 4.5415 | 0.21317 | 2.6654
3405 | 11.5904 | 4.4162 | 0.21019 | 2.6668
3406 | 11.6459 | 4.4412 | 0.21431 | 2.5218
3407 | 11.7737 | 4.4948 | 0.21481 | 2.2701
3408 | 11.9308 | 4.8761 | 0.19894 | 2.3121
3409 | 12.2968 | 4.4603 | 0.2274 | 2.3605
3410 | 12.2328 | 4.3471 | 0.22129 | 2.2709
3411 | 11.7806 | 4.6075 | 0.22619 | 2.2885
3412 | 11.6787 | 4.5822 | 0.20926 | 2.2443
3413 | 12.3458 | 4.4954 | 0.21457 | 2.2676
3414 | 12.1668 | 4.4731 | 0.207 | 2.3563
3415 | 12.2366 | 4.7721 | 0.22913 | 2.3703
3416 | 13.3982 | 4.3802 | 0.22972 | 2.4862
3417 | 14.0362 | 4.7393 | 0.212 | 2.5345
3418 | 15.1581 | 4.4362 | 0.20393 | 2.6105
3419 | 16.2927 | 4.274 | 0.22034 | 2.759
3420 | 16.628 | 4.253 | 0.20175 | 2.9044
3421 | 16.1297 | 4.9017 | 0.2071 | 2.9313
3422 | 14.9132 | 4.6988 | 0.20396 | 2.9956
3423 | 13.5422 | 4.4309 | 0.21753 | 3.4448
3424 | 12.5958 | 5.0545 | 0.21523 | 3.5453
3425 | 11.7204 | 4.4014 | 0.23102 | 3.2465
3426 | 11.4089 | 4.4492 | 0.21282 | 3.0271
3427 | 10.9998 | 4.7101 | 0.21191 | 2.8651
3428 | 11.8294 | 4.6039 | 0.2219 | 2.8933
3429 | 11.5049 | 4.6003 | 0.24102 | 2.6379
3430 | 11.5692 | 4.6024 | 0.21488 | 2.7531
3431 | 11.7484 | 4.7092 | 0.23129 | 2.6667
3432 | 11.7131 | 4.5043 | 0.21293 | 2.3116
3433 | 11.3408 | 4.349 | 0.22297 | 2.282
3434 | 12.3502 | 4.477 | 0.21218 | 2.2918
3435 | 11.711 | 4.4271 | 0.21554 | 2.2332
3436 | 12.4209 | 4.4423 | 0.22601 | 2.1956
3437 | 11.8883 | 4.7422 | 0.22496 | 2.1099
3438 | 12.5419 | 4.2398 | 0.20036 | 2.172
3439 | 12.7837 | 4.6342 | 0.22432 | 2.1687
3440 | 13.5717 | 4.4543 | 0.21159 | 2.2182
3441 | 14.2043 | 4.2496 | 0.20579 | 2.3245
3442 | 15.5047 | 4.465 | 0.19704 | 2.5242
3443 | 16.5347 | 4.6374 | 0.20764 | 2.6505
3444 | 17.216 | 4.6364 | 0.1901 | 2.7543
3445 | 16.6405 | 4.1472 | 0.22305 | 2.7302
3446 | 15.6939 | 4.729 | 0.20251 | 2.7332
3447 | 14.4407 | 4.6072 | 0.2043 | 2.6244
3448 | 13.1222 | 4.5869 | 0.20666 | 2.6035
3449 | 12.1922 | 4.4996 | 0.21421 | 2.7709
3450 | 11.6855 | 4.7374 | 0.19773 | 2.7019
3451 | 11.7396 | 4.5804 | 0.20342 | 2.7291
3452 | 11.6391 | 4.5774 | 0.24392 | 2.3688
3453 | 11.7355 | 4.6917 | 0.2137 | 2.4015
3454 | 12.2393 | 4.374 | 0.23922 | 2.4385
3455 | 12.4781 | 4.8107 | 0.19942 | 2.4814
3456 | 11.8774 | 4.3274 | 0.21851 | 2.2482
3457 | 11.4495 | 4.5956 | 0.21013 | 2.1868
3458 | 11.6131 | 4.6817 | 0.22764 | 1.9918
3459 | 12.4967 | 4.556 | 0.18781 | 2.1789
3460 | 11.9267 | 4.5019 | 0.20868 | 1.9873
3461 | 11.2637 | 4.9136 | 0.21546 | 1.9646
3462 | 11.71 | 4.3828 | 0.21431 | 2.0711
3463 | 11.6765 | 4.7696 | 0.23848 | 2.1603
3464 | 11.8325 | 4.688 | 0.19869 | 2.1116
3465 | 11.7431 | 4.5954 | 0.20938 | 2.1285
3466 | 11.3269 | 4.5906 | 0.21709 | 2.4547
3467 | 11.873 | 4.6173 | 0.20252 | 2.2261
3468 | 11.4812 | 4.7165 | 0.22332 | 2.2796
3469 | 11.551 | 4.766 | 0.2197 | 2.2069
3470 | 11.0641 | 4.6195 | 0.19894 | 2.4529
3471 | 11.3596 | 4.5534 | 0.21504 | 2.4698
3472 | 11.7301 | 4.5735 | 0.20661 | 2.436
3473 | 11.4813 | 4.4927 | 0.21653 | 2.2705
3474 | 11.7796 | 4.6014 | 0.20517 | 2.3554
3475 | 11.1083 | 4.3478 | 0.20136 | 2.3437
3476 | 11.4261 | 4.4481 | 0.22561 | 2.2057
3477 | 11.1806 | 4.4938 | 0.22614 | 2.3972
3478 | 11.7666 | 4.8317 | 0.20867 | 1.9918
3479 | 12.0396 | 4.4854 | 0.20105 | 2.0855
3480 | 12.2152 | 4.5121 | 0.18792 | 2.3038
3481 | 11.7816 | 4.5174 | 0.21916 | 2.1054
3482 | 12.083 | 4.5903 | 0.23777 | 1.9977
3483 | 12.3772 | 4.4239 | 0.22204 | 2.0929
3484 | 11.7909 | 4.4694 | 0.22207 | 1.9758
3485 | 11.9539 | 4.4107 | 0.18663 | 1.8317
3486 | 11.6262 | 4.8001 | 0.21348 | 2.2558
3487 | 12.0807 | 4.5502 | 0.22794 | 2.1666
3488 | 10.9585 | 4.3634 | 0.20223 | 2.1622
3489 | 11.5439 | 4.8091 | 0.23165 | 2.2392
3490 | 11.8813 | 4.5188 | 0.21874 | 2.2822
3491 | 11.6027 | 4.4727 | 0.22385 | 2.1794
3492 | 10.7576 | 4.4762 | 0.22754 | 2.6357
3493 | 11.1551 | 4.6381 | 0.23427 | 2.75
3494 | 11.8556 | 4.4348 | 0.21101 | 3.2767
3495 | 10.8275 | 4.4943 | 0.20634 | 3.432
3496 | 11.1356 | 4.4853 | 0.20982 | 3.3431
3497 | 11.4132 | 4.446 | 0.22051 | 3.0492
3498 | 11.3201 | 4.4979 | 0.20761 | 2.7
3499 | 11.4004 | 4.636 | 0.21196 | 2.3711
3500 | 11.0531 | 4.574 | 0.208 | 2.4133
3501 | 11.3958 | 4.5765 | 0.20877 | 2.2608
3502 | 11.1825 | 4.4806 | 0.22308 | 2.3251
3503 | 11.2669 | 4.726 | 0.19993 | 2.3113
3504 | 11.5056 | 4.3139 | 0.18951 | 2.2004
3505 | 10.9568 | 4.3804 | 0.22758 | 2.6284
3506 | 11.3891 | 4.6992 | 0.23656 | 2.6162
3507 | 11.6925 | 4.4304 | 0.20975 | 2.4169
3508 | 11.6883 | 4.5327 | 0.19986 | 2.5573
3509 | 11.913 | 4.681 | 0.25818 | 2.4243
3510 | 11.496 | 4.5548 | 0.20367 | 2.7025
3511 | 12.4041 | 4.6495 | 0.21003 | 2.4953
3512 | 13.3905 | 4.3272 | 0.18263 | 2.8713
3513 | 13.9125 | 4.6215 | 0.19965 | 2.8274
3514 | 15.3723 | 4.6831 | 0.19611 | 2.9315
3515 | 16.2789 | 4.4589 | 0.22202 | 3.6068
3516 | 16.3804 | 4.4621 | 0.22233 | 4.9842
3517 | 15.6324 | 4.3896 | 0.2025 | 5.1301
3518 | 14.6309 | 4.459 | 0.20264 | 4.998
3519 | 13.7825 | 4.5999 | 0.20708 | 4.728
3520 | 12.6496 | 4.4245 | 0.2053 | 4.2302
3521 | 12.5622 | 4.3092 | 0.21054 | 3.1441
3522 | 11.5718 | 4.6852 | 0.21205 | 3.0618
3523 | 11.7195 | 4.744 | 0.21654 | 2.8346
3524 | 11.9448 | 4.2116 | 0.21585 | 2.8384
3525 | 11.9337 | 4.8527 | 0.24338 | 2.8264
3526 | 11.1938 | 4.6373 | 0.21179 | 2.6991
3527 | 11.6818 | 4.7201 | 0.22513 | 2.6325
3528 | 11.5679 | 4.0954 | 0.20512 | 2.8778
3529 | 11.4268 | 4.4907 | 0.20931 | 2.5741
3530 | 11.224 | 4.5943 | 0.22229 | 2.6957
3531 | 11.9294 | 4.6277 | 0.21375 | 2.7441
3532 | 11.6224 | 4.555 | 0.23193 | 2.7387
3533 | 11.5756 | 4.4713 | 0.22315 | 2.4709
3534 | 11.89 | 4.4133 | 0.20618 | 2.692
3535 | 12.0162 | 4.3993 | 0.21905 | 2.6222
3536 | 13.0842 | 4.401 | 0.20117 | 2.8629
3537 | 13.89 | 4.5211 | 0.2202 | 2.8907
3538 | 14.8226 | 4.5726 | 0.22675 | 3.058
3539 | 16.0355 | 4.488 | 0.22175 | 3.1506
3540 | 16.4035 | 4.8235 | 0.20814 | 4.7898
3541 | 15.8918 | 4.5658 | 0.21669 | 6.2449
3542 | 14.3426 | 4.5651 | 0.20908 | 7.3755
3543 | 13.356 | 4.6051 | 0.22152 | 8.0128
3544 | 12.3717 | 4.6778 | 0.22295 | 8.5749
3545 | 12.0718 | 4.6502 | 0.22511 | 8.8363
3546 | 10.8162 | 4.9331 | 0.20669 | 8.6871
3547 | 10.847 | 4.3654 | 0.21009 | 8.0161
3548 | 10.8815 | 4.7217 | 0.22675 | 6.9154
3549 | 11.0124 | 4.7126 | 0.20675 | 5.1804
3550 | 11.8051 | 4.5474 | 0.2093 | 3.0667
3551 | 11.5119 | 4.613 | 0.23471 | 2.7887
3552 | 11.5428 | 4.8252 | 0.2184 | 2.669
3553 | 11.33 | 4.6083 | 0.19928 | 2.5201
3554 | 11.832 | 4.6931 | 0.22827 | 2.4696
3555 | 12.0961 | 4.5357 | 0.23286 | 2.1939
3556 | 12.3731 | 4.6336 | 0.20441 | 2.3023
3557 | 11.893 | 4.3697 | 0.20571 | 2.3639
3558 | 12.1499 | 4.5176 | 0.23938 | 2.4162
3559 | 12.5716 | 4.6658 | 0.22216 | 2.4265
3560 | 12.7914 | 4.5021 | 0.20684 | 2.6194
3561 | 14.3603 | 4.6787 | 0.22604 | 2.7532
3562 | 15.2659 | 4.6441 | 0.21531 | 2.8997
3563 | 15.8764 | 4.6073 | 0.20889 | 2.7415
3564 | 16.4418 | 4.7599 | 0.2108 | 2.6489
3565 | 15.5211 | 4.5208 | 0.20855 | 2.651
3566 | 15.1489 | 4.4888 | 0.20832 | 2.932
3567 | 14.096 | 4.6468 | 0.2364 | 2.886
3568 | 13.1627 | 4.6931 | 0.20777 | 2.8655
3569 | 12.0597 | 4.7869 | 0.20838 | 2.9019
3570 | 11.6433 | 4.9502 | 0.2032 | 2.8696
3571 | 11.4925 | 4.5517 | 0.21719 | 2.7405
3572 | 11.8952 | 4.7234 | 0.21434 | 2.647
3573 | 12.5068 | 4.3234 | 0.21963 | 2.5594
3574 | 11.7537 | 4.6743 | 0.21994 | 2.5073
3575 | 11.9262 | 4.4171 | 0.21537 | 2.308
3576 | 12.1256 | 4.4349 | 0.23796 | 2.0942
3577 | 12.4956 | 4.5457 | 0.22254 | 1.9184
3578 | 11.4764 | 4.6791 | 0.21232 | 1.9683
3579 | 12.5572 | 4.4003 | 0.20083 | 1.9954
3580 | 11.6563 | 4.3169 | 0.20227 | 2.0084
3581 | 12.131 | 4.5135 | 0.21843 | 1.9865
3582 | 12.8823 | 4.5868 | 0.23633 | 1.7342
3583 | 12.4299 | 4.4911 | 0.27185 | 1.9746
3584 | 13.5139 | 4.5226 | 0.30805 | 2.1991
3585 | 13.8577 | 4.4993 | 0.31686 | 2.5229
3586 | 15.1889 | 4.528 | 0.22434 | 2.6514
3587 | 16.234 | 4.7893 | 0.20917 | 3.0065
3588 | 16.2512 | 4.8097 | 0.21584 | 3.0167
3589 | 15.8789 | 4.5538 | 0.20587 | 3.0982
3590 | 14.9784 | 4.5553 | 0.21625 | 3.2794
3591 | 13.4335 | 4.4756 | 0.22156 | 3.5947
3592 | 12.572 | 4.3293 | 0.22529 | 3.8767
3593 | 11.9851 | 4.4692 | 0.19768 | 2.9663
3594 | 11.5138 | 4.6856 | 0.20518 | 2.8838
3595 | 11.442 | 4.3912 | 0.21972 | 2.7453
3596 | 12.0779 | 4.5273 | 0.22142 | 2.7056
3597 | 11.9955 | 4.3331 | 0.21811 | 2.6337
3598 | 11.7821 | 4.3516 | 0.19949 | 2.3851
3599 | 12.4825 | 4.7588 | 0.21252 | 2.1907
3600 | 12.2655 | 4.3043 | 0.21365 | 1.7985
3601 | 11.678 | 4.4457 | 0.2152 | 2.0671
3602 | 12.0756 | 4.4637 | 0.20905 | 1.8389
3603 | 11.9036 | 4.5976 | 0.18393 | 1.916
3604 | 12.22 | 4.587 | 0.19053 | 2.0137
3605 | 12.2979 | 4.252 | 0.28335 | 1.9841
3606 | 12.2916 | 5.4614 | 0.40764 | 1.94
3607 | 12.4778 | 6.565 | 0.45569 | 1.9755
3608 | 13.9425 | 7.375 | 0.52437 | 2.2197
3609 | 14.0838 | 7.4106 | 0.49289 | 2.6465
3610 | 15.3213 | 5.3854 | 0.38094 | 2.561
3611 | 15.9042 | 4.0865 | 0.20179 | 2.7741
3612 | 16.1793 | 4.6589 | 0.22833 | 4.7569
3613 | 15.7631 | 4.439 | 0.23659 | 6.8949
3614 | 14.8717 | 4.7961 | 0.20774 | 8.4596
3615 | 13.6773 | 4.4934 | 0.21781 | 9.1273
3616 | 12.2333 | 4.4841 | 0.22155 | 8.8297
3617 | 11.7155 | 4.3086 | 0.20882 | 7.7269
3618 | 11.5663 | 4.5371 | 0.20476 | 5.7808
3619 | 11.4914 | 4.5874 | 0.21192 | 2.9721
3620 | 11.5046 | 4.3596 | 0.20289 | 2.8506
3621 | 11.9062 | 4.4933 | 0.21355 | 2.6831
3622 | 11.7916 | 4.5366 | 0.20371 | 2.3786
3623 | 12.1898 | 4.4618 | 0.20449 | 1.9115
3624 | 11.8615 | 4.4636 | 0.19703 | 1.9454
3625 | 11.6481 | 4.6123 | 0.21682 | 2.0505
3626 | 12.128 | 4.683 | 0.22216 | 1.9838
3627 | 11.8944 | 4.895 | 0.22578 | 1.8476
3628 | 11.9363 | 4.3516 | 0.26976 | 1.9014
3629 | 11.7368 | 4.4746 | 0.25264 | 1.8668
3630 | 11.5175 | 4.6579 | 0.28575 | 2.0307
3631 | 12.5676 | 5.1107 | 0.29108 | 1.9999
3632 | 11.9177 | 5.3984 | 0.3325 | 1.9999
3633 | 11.5425 | 5.3851 | 0.28738 | 2.094
3634 | 11.8514 | 4.4897 | 0.24762 | 2.317
3635 | 11.3176 | 4.647 | 0.22941 | 2.3468
3636 | 10.9875 | 4.381 | 0.21237 | 2.1907
3637 | 11.4629 | 4.6208 | 0.22431 | 2.4219
3638 | 11.159 | 4.4907 | 0.21012 | 2.2762
3639 | 11.0658 | 4.5311 | 0.23017 | 2.5336
3640 | 11.6301 | 4.5289 | 0.20971 | 2.2293
3641 | 11.6784 | 4.5365 | 0.23889 | 2.2929
3642 | 11.9834 | 4.6328 | 0.21583 | 2.4476
3643 | 11.3514 | 4.5634 | 0.19979 | 2.2581
3644 | 11.1069 | 4.6323 | 0.21258 | 2.374
3645 | 11.6892 | 4.4401 | 0.23759 | 2.3962
3646 | 11.4575 | 4.7898 | 0.22407 | 2.0863
3647 | 12.3311 | 4.5982 | 0.21724 | 1.9694
3648 | 11.5303 | 4.5681 | 0.22713 | 1.903
3649 | 12.4067 | 4.6677 | 0.2089 | 1.8567
3650 | 12.1855 | 4.3669 | 0.23031 | 1.8568
3651 | 11.3299 | 4.3103 | 0.20773 | 1.9245
3652 | 11.9127 | 4.6844 | 0.2019 | 1.7965
3653 | 11.4849 | 4.6774 | 0.23081 | 1.9254
3654 | 11.6364 | 4.3501 | 0.21542 | 2.0641
3655 | 12.3875 | 4.7121 | 0.24058 | 1.9089
3656 | 11.6167 | 4.4618 | 0.24055 | 2.0351
3657 | 12.0137 | 4.459 | 0.23404 | 2.062
3658 | 11.6161 | 4.436 | 0.21006 | 2.356
3659 | 11.5245 | 4.8033 | 0.22562 | 2.3898
3660 | 11.219 | 4.2806 | 0.20693 | 2.3747
3661 | 11.1263 | 4.4914 | 0.21364 | 2.3088
3662 | 11.2758 | 4.4203 | 0.20591 | 2.2701
3663 | 11.0134 | 4.3897 | 0.2208 | 2.4232
3664 | 10.9248 | 4.6277 | 0.19016 | 2.3196
3665 | 11.2775 | 4.7372 | 0.20621 | 2.2719
3666 | 11.5238 | 4.5624 | 0.21695 | 2.2121
3667 | 12.177 | 4.3856 | 0.22148 | 2.0325
3668 | 12.0976 | 4.6847 | 0.2076 | 2.0968
3669 | 11.343 | 4.5982 | 0.21644 | 1.9782
3670 | 12.2264 | 4.3176 | 0.21696 | 2.1063
3671 | 12.1804 | 4.4764 | 0.20452 | 2.0197
3672 | 11.5647 | 4.698 | 0.22867 | 2.0134
3673 | 11.6598 | 4.2379 | 0.21961 | 1.9971
3674 | 12.325 | 4.6032 | 0.20999 | 2.1436
3675 | 11.7423 | 4.4761 | 0.22467 | 1.9367
3676 | 12.7173 | 4.8951 | 0.2292 | 1.9356
3677 | 11.9512 | 4.5164 | 0.27881 | 2.0117
3678 | 12.0558 | 5.0901 | 0.34749 | 1.8241
3679 | 12.3275 | 5.5826 | 0.40953 | 2.1165
3680 | 13.3999 | 6.1117 | 0.44378 | 2.1765
3681 | 14.1043 | 6.2665 | 0.43783 | 2.3933
3682 | 15.1864 | 4.515 | 0.30545 | 2.6325
3683 | 16.9408 | 4.3866 | 0.23824 | 2.7659
3684 | 16.5097 | 4.564 | 0.20636 | 2.8409
3685 | 16.3076 | 4.3385 | 0.2226 | 3.0597
3686 | 15.1902 | 4.3715 | 0.22029 | 3.7914
3687 | 13.3932 | 4.6892 | 0.22139 | 4.5174
3688 | 12.3483 | 4.4627 | 0.21425 | 4.5813
3689 | 11.8389 | 4.2145 | 0.23477 | 4.0322
3690 | 11.56 | 4.6681 | 0.19745 | 2.9297
3691 | 11.7435 | 4.6497 | 0.2196 | 2.9189
3692 | 12.0053 | 4.392 | 0.23041 | 2.6629
3693 | 11.7856 | 4.828 | 0.22889 | 2.4212
3694 | 11.9195 | 4.4443 | 0.22293 | 2.387
3695 | 12.2135 | 4.3827 | 0.22654 | 2.0552
3696 | 12.0744 | 4.3997 | 0.19862 | 2.0114
3697 | 11.1735 | 4.6583 | 0.21227 | 1.9295
3698 | 11.7121 | 4.6797 | 0.22059 | 1.9435
3699 | 12.0284 | 4.6759 | 0.19686 | 2.0864
3700 | 11.856 | 4.7982 | 0.22217 | 1.7889
3701 | 12.0127 | 4.7944 | 0.29164 | 2.0578
3702 | 11.9849 | 6.3835 | 0.44035 | 2.2308
3703 | 12.6105 | 6.9821 | 0.49196 | 2.0019
3704 | 13.1517 | 7.6267 | 0.54058 | 1.9002
3705 | 14.6877 | 7.4712 | 0.52114 | 2.0001
3706 | 15.5723 | 5.836 | 0.40462 | 2.0825
3707 | 16.501 | 4.6031 | 0.31335 | 2.2259
3708 | 16.9778 | 4.6203 | 0.23263 | 2.5826
3709 | 16.5351 | 4.4193 | 0.23139 | 2.5244
3710 | 15.6657 | 4.1296 | 0.20863 | 2.4533
3711 | 14.5768 | 4.484 | 0.22748 | 2.4266
3712 | 12.7085 | 4.5799 | 0.20493 | 2.3355
3713 | 12.3669 | 4.6432 | 0.21881 | 2.4628
3714 | 12.0742 | 4.6735 | 0.22832 | 2.2178
3715 | 12.0504 | 4.8478 | 0.21094 | 2.1693
3716 | 12.0249 | 4.5459 | 0.22674 | 2.0743
3717 | 12.2325 | 4.5375 | 0.2066 | 1.7859
3718 | 11.6812 | 4.6881 | 0.19636 | 2.0069
3719 | 11.993 | 4.5707 | 0.21603 | 1.9992
3720 | 12.0569 | 4.4305 | 0.18945 | 2.0694
3721 | 11.387 | 4.6725 | 0.23468 | 1.7921
3722 | 11.6569 | 4.5151 | 0.2667 | 1.8202
3723 | 11.7765 | 4.8506 | 0.33778 | 1.9085
3724 | 11.776 | 5.8956 | 0.40149 | 1.9881
3725 | 12.2517 | 5.767 | 0.42414 | 1.8937
3726 | 12.4575 | 5.6896 | 0.4023 | 1.8987
3727 | 12.5209 | 6.1638 | 0.43745 | 2.0584
3728 | 13.2478 | 6.0647 | 0.43891 | 1.9431
3729 | 14.4853 | 6.0431 | 0.41736 | 2.1199
3730 | 15.8238 | 5.2159 | 0.33962 | 2.1293
3731 | 16.4983 | 4.5906 | 0.27199 | 2.7357
3732 | 16.9915 | 4.6025 | 0.22596 | 2.5574
3733 | 16.8774 | 4.5921 | 0.19797 | 3.0176
3734 | 15.3777 | 4.7155 | 0.21918 | 2.6769
3735 | 13.8436 | 4.6285 | 0.22189 | 2.7873
3736 | 12.7891 | 4.4459 | 0.20825 | 2.8833
3737 | 12.069 | 4.7477 | 0.21819 | 2.8628
3738 | 11.6685 | 4.3299 | 0.20034 | 2.7706
3739 | 11.8816 | 4.6878 | 0.20548 | 2.7295
3740 | 11.2434 | 4.3576 | 0.21121 | 2.4722
3741 | 11.7785 | 4.632 | 0.21181 | 2.5982
3742 | 11.6724 | 4.7732 | 0.21863 | 2.4973
3743 | 11.6523 | 4.3185 | 0.20849 | 2.3692
3744 | 11.9491 | 4.5977 | 0.24759 | 2.233
3745 | 11.9949 | 4.4814 | 0.20693 | 2.1077
3746 | 11.6773 | 4.7485 | 0.22335 | 1.9529
3747 | 11.6143 | 4.4378 | 0.22954 | 1.95
3748 | 11.9661 | 4.7444 | 0.20727 | 2.1547
3749 | 12.0533 | 4.4775 | 0.20007 | 2.0105
3750 | 12.5462 | 4.5623 | 0.21857 | 1.8039
3751 | 12.5156 | 4.6222 | 0.27732 | 2.1285
3752 | 13.0409 | 4.8703 | 0.21401 | 2.1673
3753 | 13.9636 | 4.3983 | 0.22558 | 2.2005
3754 | 15.5266 | 4.6364 | 0.21014 | 1.9344
3755 | 16.6912 | 4.2069 | 0.20282 | 2.3094
3756 | 16.8211 | 4.6677 | 0.21655 | 2.2488
3757 | 16.9214 | 4.5844 | 0.2133 | 2.244
3758 | 15.5453 | 4.4468 | 0.22998 | 2.2606
3759 | 14.5345 | 4.457 | 0.22383 | 2.1821
3760 | 13.4972 | 4.7349 | 0.19246 | 2.272
3761 | 12.52 | 4.661 | 0.2154 | 2.2367
3762 | 11.7545 | 4.4682 | 0.23164 | 2.3031
3763 | 11.7479 | 4.2456 | 0.23258 | 2.175
3764 | 11.7837 | 4.8 | 0.20655 | 2.3317
3765 | 11.2323 | 4.7157 | 0.20613 | 2.1888
3766 | 11.498 | 4.7978 | 0.21203 | 2.0736
3767 | 12.0531 | 4.5442 | 0.23487 | 2.0126
3768 | 11.8514 | 4.7317 | 0.2259 | 1.9639
3769 | 11.0723 | 4.4718 | 0.19257 | 1.844
3770 | 12.485 | 4.4267 | 0.22045 | 2.0392
3771 | 11.3718 | 4.2627 | 0.18304 | 1.9671
3772 | 11.6461 | 4.2228 | 0.20412 | 1.8835
3773 | 12.2408 | 4.4677 | 0.28638 | 1.7697
3774 | 12.4986 | 4.7946 | 0.30879 | 1.8136
3775 | 12.7319 | 5.1024 | 0.35641 | 1.8702
3776 | 13.406 | 5.2864 | 0.37003 | 2.1667
3777 | 14.4924 | 5.1061 | 0.37845 | 2.3096
3778 | 15.6163 | 4.9176 | 0.30817 | 2.4921
3779 | 16.5038 | 4.5659 | 0.23708 | 2.5075
3780 | 16.6519 | 4.4386 | 0.21263 | 2.5698
3781 | 16.7658 | 4.2851 | 0.21291 | 2.612
3782 | 15.8878 | 4.7852 | 0.2233 | 2.5177
3783 | 14.1652 | 4.7302 | 0.22025 | 2.489
3784 | 13.3334 | 4.3892 | 0.23008 | 2.398
3785 | 12.464 | 4.4896 | 0.21728 | 2.4169
3786 | 11.9811 | 4.7142 | 0.22567 | 2.2174
3787 | 11.7437 | 4.8239 | 0.21004 | 2.3169
3788 | 12.0409 | 4.5802 | 0.20052 | 2.1874
3789 | 12.0951 | 4.6217 | 0.20307 | 2.0591
3790 | 11.8568 | 4.4034 | 0.21266 | 1.8379
3791 | 11.6 | 4.7945 | 0.23824 | 1.9883
3792 | 11.5172 | 4.5535 | 0.20799 | 2.0521
3793 | 12.171 | 4.7444 | 0.21567 | 1.8336
3794 | 12.0486 | 4.6645 | 0.20154 | 1.9431
3795 | 11.8302 | 4.8132 | 0.22274 | 1.8443
3796 | 11.9133 | 4.8206 | 0.32595 | 1.7858
3797 | 12.0612 | 5.2583 | 0.31744 | 1.9767
3798 | 11.7973 | 6.0255 | 0.36729 | 1.9716
3799 | 11.7469 | 6.3274 | 0.3838 | 1.9185
3800 | 11.7128 | 6.6111 | 0.39319 | 1.9363
3801 | 11.9919 | 6.3053 | 0.42114 | 2.0227
3802 | 12.1812 | 6.1558 | 0.40176 | 1.9125
3803 | 11.5793 | 5.1884 | 0.33224 | 2.16
3804 | 11.2765 | 4.915 | 0.26751 | 2.1182
3805 | 12.0352 | 4.7573 | 0.23491 | 2.0294
3806 | 11.319 | 4.4787 | 0.21016 | 2.1201
3807 | 11.7486 | 4.6383 | 0.22017 | 2.1164
3808 | 11.6942 | 4.3251 | 0.19841 | 2.273
3809 | 12.5359 | 4.5267 | 0.19076 | 2.1909
3810 | 12.1771 | 4.4499 | 0.21286 | 2.1157
3811 | 11.8581 | 4.8065 | 0.23411 | 2.071
3812 | 11.5954 | 4.4041 | 0.20232 | 1.8696
3813 | 12.4498 | 4.3216 | 0.21575 | 2.0048
3814 | 12.4312 | 4.6154 | 0.23741 | 1.8072
3815 | 11.59 | 4.3566 | 0.22722 | 2.025
3816 | 11.9627 | 4.4438 | 0.20377 | 1.8244
3817 | 11.9918 | 4.6687 | 0.21297 | 1.8324
3818 | 12.4758 | 4.8761 | 0.30094 | 1.958
3819 | 12.3204 | 5.5407 | 0.3669 | 2.0605
3820 | 12.1974 | 6.6107 | 0.42518 | 1.8299
3821 | 12.0892 | 6.4843 | 0.42668 | 1.9101
3822 | 11.7622 | 6.8907 | 0.47167 | 1.9936
3823 | 12.6188 | 7.135 | 0.45896 | 1.929
3824 | 11.8664 | 7.1373 | 0.47735 | 1.9416
3825 | 12.3004 | 7.1097 | 0.45503 | 1.9792
3826 | 11.8439 | 6.1777 | 0.38372 | 2.0166
3827 | 11.7836 | 5.4873 | 0.31446 | 2.1063
3828 | 11.2903 | 4.5802 | 0.22122 | 2.1305
3829 | 11.2046 | 4.5101 | 0.19549 | 2.3461
3830 | 11.6416 | 4.5288 | 0.22071 | 2.3114
3831 | 11.3731 | 4.65 | 0.21806 | 2.3036
3832 | 11.6753 | 4.3577 | 0.1936 | 2.4058
3833 | 11.2623 | 4.6406 | 0.2226 | 2.4246
3834 | 11.5698 | 4.3575 | 0.22891 | 2.4499
3835 | 11.9386 | 4.7174 | 0.21834 | 2.133
3836 | 11.919 | 4.7457 | 0.22375 | 2.2194
3837 | 11.8213 | 4.5804 | 0.23758 | 2.046
3838 | 11.678 | 4.5024 | 0.20927 | 2.0398
3839 | 11.937 | 4.6394 | 0.21286 | 2.0783
3840 | 11.764 | 4.6475 | 0.19962 | 1.8283
3841 | 11.7829 | 4.5708 | 0.206 | 1.9832
3842 | 12.4062 | 4.3835 | 0.21438 | 2.0108
3843 | 11.4298 | 4.4913 | 0.21166 | 1.8515
3844 | 11.7641 | 4.592 | 0.26526 | 1.9762
3845 | 11.2822 | 5.0748 | 0.33841 | 1.9472
3846 | 12.7644 | 5.2926 | 0.34957 | 1.939
3847 | 12.2823 | 5.5473 | 0.37014 | 1.8717
3848 | 13.4297 | 5.5632 | 0.39611 | 2.0924
3849 | 13.9102 | 5.5211 | 0.39603 | 2.1568
3850 | 15.4362 | 4.8275 | 0.35219 | 2.4505
3851 | 16.8788 | 4.2215 | 0.24256 | 2.6129
3852 | 16.5021 | 4.7595 | 0.20335 | 2.5388
3853 | 16.6248 | 4.7613 | 0.2278 | 2.6956
3854 | 14.7593 | 4.6365 | 0.19574 | 2.5618
3855 | 14.5212 | 4.5675 | 0.20839 | 2.526
3856 | 12.889 | 4.4072 | 0.20728 | 2.6973
3857 | 12.1924 | 4.651 | 0.21993 | 2.6805
3858 | 11.6299 | 4.5237 | 0.22323 | 2.6635
3859 | 11.9167 | 4.5619 | 0.22358 | 2.6441
3860 | 11.9527 | 4.7182 | 0.23169 | 2.3778
3861 | 11.9614 | 4.7636 | 0.20231 | 2.2538
3862 | 12.3788 | 4.6417 | 0.21206 | 2.1387
3863 | 11.9101 | 4.623 | 0.23967 | 2.2056
3864 | 11.9229 | 4.3005 | 0.19719 | 2.2247
3865 | 12.2398 | 4.5841 | 0.19639 | 2.0217
3866 | 11.8751 | 4.5437 | 0.22983 | 2.0171
3867 | 11.8624 | 4.5444 | 0.22932 | 1.9351
3868 | 11.9166 | 4.6471 | 0.21386 | 1.9369
3869 | 12.1006 | 4.2246 | 0.21049 | 1.8549
3870 | 12.3285 | 4.8102 | 0.20389 | 1.8513
3871 | 12.7596 | 4.7766 | 0.21508 | 2.2691
3872 | 13.21 | 4.6311 | 0.23381 | 2.214
3873 | 14.3573 | 4.457 | 0.22917 | 2.3853
3874 | 15.4816 | 4.4412 | 0.19836 | 2.5655
3875 | 16.3465 | 4.7172 | 0.22671 | 2.5905
3876 | 16.8515 | 4.269 | 0.19928 | 2.6803
3877 | 15.7563 | 4.3367 | 0.20368 | 2.6635
3878 | 15.5062 | 4.5609 | 0.20792 | 2.9535
3879 | 14.1616 | 4.5443 | 0.22625 | 2.9873
3880 | 12.9576 | 4.3852 | 0.20406 | 2.9186
3881 | 12.2071 | 4.4773 | 0.21946 | 2.8434
3882 | 12.1348 | 4.4308 | 0.22042 | 2.7539
3883 | 11.3311 | 4.4551 | 0.21863 | 2.7629
3884 | 12.152 | 4.5764 | 0.2221 | 2.7863
3885 | 11.5876 | 4.4974 | 0.22496 | 2.8288
3886 | 11.5655 | 4.8138 | 0.20303 | 2.5619
3887 | 11.7079 | 4.5975 | 0.20272 | 2.314
3888 | 12.0233 | 4.5215 | 0.21524 | 2.2501
3889 | 12.3663 | 4.5681 | 0.21806 | 2.0937
3890 | 11.1184 | 4.672 | 0.20229 | 2.0965
3891 | 11.755 | 4.3474 | 0.20281 | 2.206
3892 | 11.7979 | 4.417 | 0.21726 | 1.9107
3893 | 12.011 | 4.501 | 0.2151 | 2.1422
3894 | 12.6369 | 4.5994 | 0.21177 | 2.0318
3895 | 12.6709 | 4.378 | 0.21232 | 2.3121
3896 | 13.2837 | 4.5224 | 0.2158 | 2.5054
3897 | 13.8531 | 4.6412 | 0.21291 | 2.7092
3898 | 15.0662 | 4.6058 | 0.2134 | 2.9014
3899 | 16.3069 | 4.3495 | 0.21989 | 3.7488
3900 | 16.0849 | 4.584 | 0.21709 | 3.0215
3901 | 15.9982 | 4.5838 | 0.22303 | 2.9247
3902 | 15.1894 | 4.3992 | 0.21995 | 3.0043
3903 | 13.7901 | 4.6809 | 0.21383 | 2.8298
3904 | 12.8249 | 4.7306 | 0.2173 | 2.8039
3905 | 12.5758 | 4.4411 | 0.22699 | 2.745
3906 | 11.4013 | 4.3649 | 0.22372 | 2.7666
3907 | 11.1272 | 4.5785 | 0.20074 | 2.7183
3908 | 11.5314 | 4.5532 | 0.20485 | 2.4853
3909 | 12.098 | 4.509 | 0.19795 | 2.414
3910 | 11.4025 | 4.4467 | 0.21233 | 2.4222
3911 | 11.7516 | 4.7463 | 0.23162 | 2.5518
3912 | 12.4289 | 4.6301 | 0.20593 | 2.3771
3913 | 11.8346 | 4.5525 | 0.19985 | 2.4371
3914 | 11.5181 | 4.3395 | 0.229 | 2.4953
3915 | 11.2704 | 4.693 | 0.21149 | 2.5165
3916 | 11.6601 | 4.5159 | 0.22023 | 2.4364
3917 | 11.6987 | 4.7841 | 0.19094 | 2.7199
3918 | 11.7606 | 4.5548 | 0.22033 | 2.5891
3919 | 12.4052 | 4.4338 | 0.21913 | 2.7785
3920 | 13.3861 | 4.4652 | 0.20762 | 2.9065
3921 | 13.9362 | 4.7767 | 0.21089 | 2.8702
3922 | 14.8504 | 4.4481 | 0.22394 | 2.8966
3923 | 16.3185 | 4.4871 | 0.19485 | 3.0211
3924 | 16.8352 | 4.4638 | 0.20245 | 3.0014
3925 | 15.7196 | 4.4399 | 0.22052 | 3.1741
3926 | 15.1376 | 4.5501 | 0.21551 | 3.645
3927 | 13.8518 | 4.5765 | 0.21648 | 3.8222
3928 | 12.5392 | 4.6158 | 0.21817 | 4.4006
3929 | 12.4245 | 4.7217 | 0.22128 | 4.7883
3930 | 11.2767 | 4.3992 | 0.20607 | 3.0292
3931 | 11.836 | 4.8092 | 0.22868 | 3.8931
3932 | 11.5103 | 4.1399 | 0.20149 | 3.0088
3933 | 10.9624 | 4.6825 | 0.19958 | 3.0157
3934 | 11.407 | 4.4089 | 0.21028 | 3.017
3935 | 11.3464 | 4.5703 | 0.2078 | 2.6379
3936 | 10.9612 | 4.705 | 0.2248 | 2.6194
3937 | 11.7994 | 4.5592 | 0.21139 | 2.4939
3938 | 12.0151 | 5.0672 | 0.21812 | 2.0696
3939 | 12.1823 | 4.5032 | 0.21431 | 1.8996
3940 | 12.2189 | 4.5122 | 0.20364 | 1.7798
3941 | 11.6272 | 4.7465 | 0.22603 | 2.1423
3942 | 11.8228 | 4.5418 | 0.21487 | 1.9911
3943 | 12.5236 | 4.6231 | 0.21615 | 2.1194
3944 | 13.0393 | 4.3132 | 0.28149 | 2.3732
3945 | 13.5291 | 4.4981 | 0.29574 | 2.6964
3946 | 15.4005 | 4.3592 | 0.21761 | 2.6599
3947 | 16.2946 | 4.5647 | 0.22031 | 2.8105
3948 | 16.3123 | 4.4741 | 0.21237 | 3.6016
3949 | 16.439 | 4.5936 | 0.22947 | 5.2732
3950 | 14.7514 | 4.5264 | 0.22915 | 6.1872
3951 | 13.4075 | 4.2571 | 0.21954 | 6.6663
3952 | 12.5353 | 4.403 | 0.21873 | 6.6557
3953 | 11.6068 | 4.4733 | 0.21269 | 5.9496
3954 | 11.9312 | 4.2254 | 0.19476 | 4.5073
3955 | 11.7401 | 4.4058 | 0.22715 | 2.9677
3956 | 11.424 | 4.6648 | 0.20841 | 2.8504
3957 | 12.118 | 4.4358 | 0.21495 | 2.4348
3958 | 11.9444 | 4.4907 | 0.22056 | 2.3404
3959 | 11.4154 | 4.3073 | 0.22041 | 2.2498
3960 | 12.4651 | 4.479 | 0.2179 | 2.1208
3961 | 11.9372 | 4.538 | 0.22147 | 2.1137
3962 | 12.018 | 4.6838 | 0.22286 | 1.9914
3963 | 12.0301 | 4.5815 | 0.22138 | 2.0435
3964 | 12.4134 | 4.7501 | 0.19287 | 2.078
3965 | 11.6393 | 4.6027 | 0.19315 | 1.9669
3966 | 12.1611 | 4.4709 | 0.21313 | 2.0756
3967 | 12.2656 | 4.4413 | 0.22388 | 1.9829
3968 | 12.3445 | 4.3502 | 0.23384 | 2.0222
3969 | 11.6035 | 4.3855 | 0.21679 | 2.1098
3970 | 11.7898 | 4.5385 | 0.22035 | 2.1998
3971 | 11.9542 | 4.2372 | 0.20652 | 2.1849
3972 | 11.8183 | 4.4256 | 0.2028 | 2.2825
3973 | 11.2961 | 4.4849 | 0.21485 | 2.4844
3974 | 11.5597 | 4.3248 | 0.22453 | 2.335
3975 | 10.7913 | 4.6086 | 0.219 | 2.6041
3976 | 11.1486 | 4.619 | 0.20826 | 2.8496
3977 | 11.3911 | 4.5712 | 0.22301 | 3.1061
3978 | 10.9981 | 4.5123 | 0.22693 | 3.2971
3979 | 11.768 | 4.7834 | 0.21201 | 2.8693
3980 | 11.5771 | 4.5708 | 0.21748 | 2.49
3981 | 11.6029 | 4.5901 | 0.20556 | 2.3978
3982 | 11.5394 | 4.6662 | 0.22231 | 2.4878
3983 | 12.0931 | 4.2874 | 0.21667 | 2.3288
3984 | 11.0414 | 4.4809 | 0.20588 | 2.2998
3985 | 11.6839 | 4.3019 | 0.22278 | 2.2114
3986 | 11.834 | 4.7752 | 0.21334 | 2.0855
3987 | 12.0356 | 4.7536 | 0.22564 | 1.9808
3988 | 11.7853 | 4.5176 | 0.22395 | 1.8814
3989 | 12.0584 | 4.6918 | 0.23391 | 1.9997
3990 | 12.0021 | 4.4348 | 0.20599 | 1.9861
3991 | 12.1982 | 4.3622 | 0.21165 | 2.393
3992 | 12.3548 | 4.5946 | 0.2128 | 2.1311
3993 | 11.8861 | 4.6451 | 0.22368 | 2.1192
3994 | 11.7523 | 4.4176 | 0.21399 | 2.3219
3995 | 11.287 | 4.5744 | 0.22146 | 2.2851
3996 | 11.0693 | 4.5061 | 0.20451 | 2.4915
3997 | 11.7874 | 4.3178 | 0.21109 | 2.5186
3998 | 11.1362 | 4.7434 | 0.21018 | 2.6222
3999 | 11.0912 | 4.7268 | 0.2188 | 2.937
4000 | 10.822 | 4.3371 | 0.19746 | 3.108
4001 | 11.174 | 4.791 | 0.20376 | 2.8574
4002 | 10.8003 | 4.8524 | 0.21582 | 2.3812
4003 | 11.362 | 4.6961 | 0.22226 | 2.198
4004 | 11.6125 | 4.652 | 0.19668 | 2.3879
4005 | 11.8089 | 4.4036 | 0.22288 | 2.3002
4006 | 10.8576 | 4.5685 | 0.18892 | 2.4793
4007 | 12.2327 | 4.6044 | 0.21525 | 2.3323
4008 | 11.9429 | 4.8788 | 0.22381 | 2.0951
4009 | 11.6877 | 4.6447 | 0.23453 | 2.4766
4010 | 11.3776 | 4.3249 | 0.22802 | 2.4231
4011 | 11.7346 | 4.5183 | 0.23231 | 2.6136
4012 | 12.191 | 4.6361 | 0.22702 | 2.3577
4013 | 11.6016 | 4.4217 | 0.2122 | 2.3849
4014 | 11.6554 | 4.2425 | 0.21447 | 2.5464
4015 | 12.0879 | 4.524 | 0.22116 | 2.7031
4016 | 13.2884 | 4.6382 | 0.19566 | 2.5749
4017 | 13.8694 | 4.6995 | 0.21851 | 2.6131
4018 | 15.2966 | 4.2254 | 0.23426 | 2.8195
4019 | 16.1974 | 4.5996 | 0.22715 | 2.7739
4020 | 16.438 | 4.4444 | 0.19598 | 2.755
4021 | 15.622 | 4.5308 | 0.21448 | 2.7722
4022 | 15.3778 | 4.5754 | 0.21607 | 2.9759
4023 | 13.8114 | 4.4647 | 0.21046 | 2.7774
4024 | 12.9756 | 4.4664 | 0.20943 | 3.024
4025 | 11.6751 | 4.5468 | 0.22675 | 2.7493
4026 | 11.6319 | 4.5523 | 0.19114 | 2.8447
4027 | 10.8427 | 4.7336 | 0.21316 | 2.6583
4028 | 11.6201 | 4.4453 | 0.2133 | 2.4609
4029 | 11.0721 | 4.5047 | 0.22131 | 2.7559
4030 | 11.4921 | 4.708 | 0.21531 | 2.6263
4031 | 12.0656 | 4.7797 | 0.19782 | 2.4765
4032 | 11.2217 | 4.5446 | 0.21437 | 2.654
4033 | 12.2974 | 4.6151 | 0.22263 | 2.4611
4034 | 11.6846 | 4.7203 | 0.20898 | 2.5711
4035 | 12.1238 | 4.2923 | 0.19904 | 2.5905
4036 | 11.9468 | 4.4622 | 0.22479 | 2.4103
4037 | 12.0447 | 4.5048 | 0.22681 | 2.5773
4038 | 11.8873 | 4.2789 | 0.21668 | 2.5873
4039 | 12.2072 | 4.466 | 0.22289 | 2.8815
4040 | 12.4184 | 4.4805 | 0.21742 | 2.9263
4041 | 13.3911 | 4.5989 | 0.19804 | 4.2717
4042 | 15.5027 | 4.4657 | 0.23906 | 6.8381
4043 | 15.9061 | 4.3117 | 0.21147 | 7.9085
4044 | 16.276 | 4.5211 | 0.21416 | 8.4761
4045 | 16.1338 | 4.4736 | 0.21606 | 6.5889
4046 | 15.4282 | 4.5067 | 0.21578 | 5.1724
4047 | 13.5382 | 4.6383 | 0.20471 | 4.0088
4048 | 13.0527 | 4.3241 | 0.19992 | 3.163
4049 | 11.4883 | 4.6758 | 0.20738 | 2.9026
4050 | 11.816 | 4.5126 | 0.2148 | 2.7035
4051 | 11.2816 | 4.3728 | 0.20515 | 2.8363
4052 | 11.4159 | 4.5339 | 0.23819 | 2.7555
4053 | 11.3008 | 4.2833 | 0.22473 | 2.7745
4054 | 11.7575 | 4.5548 | 0.19371 | 3.2215
4055 | 11.1581 | 4.4385 | 0.21853 | 2.8462
4056 | 11.2896 | 4.4275 | 0.21437 | 3.1508
4057 | 11.7568 | 4.5331 | 0.19982 | 3.039
4058 | 11.4533 | 4.5103 | 0.21072 | 3.0142
4059 | 11.0069 | 4.7653 | 0.22288 | 2.986
4060 | 11.3748 | 4.4239 | 0.22403 | 2.7312
4061 | 11.2442 | 4.4138 | 0.20712 | 2.882
4062 | 11.0515 | 4.6296 | 0.22768 | 3.3937
4063 | 11.9772 | 4.7224 | 0.22594 | 4.9137
4064 | 12.6492 | 4.4594 | 0.22059 | 6.2267
4065 | 13.7939 | 4.4648 | 0.22135 | 7.5208
4066 | 14.6793 | 4.6243 | 0.21526 | 8.6076
4067 | 15.561 | 4.6211 | 0.24767 | 9.4272
4068 | 16.4425 | 4.5029 | 0.21099 | 9.6973
4069 | 16.0102 | 4.4537 | 0.22664 | 10.7431
4070 | 14.6156 | 4.3254 | 0.21928 | 11.3144
4071 | 13.7446 | 4.6762 | 0.20533 | 11.8574
4072 | 12.0281 | 4.3938 | 0.24144 | 11.8657
4073 | 11.2554 | 4.2359 | 0.20491 | 12.0464
4074 | 10.9355 | 4.6487 | 0.22075 | 11.4377
4075 | 10.5693 | 4.4398 | 0.21256 | 10.7632
4076 | 11.0033 | 4.7666 | 0.20501 | 9.6036
4077 | 11.1117 | 4.4349 | 0.19445 | 8.9412
4078 | 11.3242 | 4.4905 | 0.21344 | 6.5822
4079 | 11.2857 | 4.4276 | 0.23386 | 5.3712
4080 | 11.5472 | 4.4951 | 0.2163 | 3.7584
4081 | 10.8225 | 4.7544 | 0.21956 | 2.9261
4082 | 11.4124 | 4.4058 | 0.22062 | 2.9585
4083 | 11.7481 | 4.4369 | 0.23491 | 2.9126
4084 | 11.8802 | 4.7498 | 0.20053 | 2.6542
4085 | 11.6396 | 4.6314 | 0.22073 | 2.887
4086 | 11.1711 | 4.7987 | 0.2182 | 2.85
4087 | 11.7062 | 4.5863 | 0.22668 | 2.9512
4088 | 12.3065 | 4.5989 | 0.2235 | 4.2282
4089 | 13.5477 | 4.3901 | 0.19171 | 5.327
4090 | 15.2208 | 4.4318 | 0.22003 | 6.8674
4091 | 15.4095 | 4.5255 | 0.2284 | 8.4999
4092 | 15.7274 | 4.1736 | 0.20165 | 9.7867
4093 | 15.9382 | 4.4141 | 0.22531 | 11.3379
4094 | 14.4524 | 4.6132 | 0.22697 | 12.553
4095 | 13.408 | 4.5597 | 0.21613 | 12.9788
4096 | 12.0517 | 4.4639 | 0.21314 | 13.2234
4097 | 11.8535 | 4.2213 | 0.20253 | 12.8377
4098 | 10.7189 | 4.6169 | 0.23157 | 12.6556
4099 | 10.8063 | 4.5692 | 0.24708 | 11.7057
4100 | 10.8803 | 4.6126 | 0.22091 | 10.3094
4101 | 11.5457 | 4.3426 | 0.20564 | 8.9057
4102 | 11.4392 | 4.4658 | 0.19823 | 6.4981
4103 | 11.2851 | 4.7564 | 0.22326 | 4.0163
4104 | 11.5753 | 4.8566 | 0.19662 | 2.8872
4105 | 10.9051 | 4.5373 | 0.23103 | 2.8675
4106 | 11.7575 | 4.4353 | 0.21031 | 2.6816
4107 | 12.09 | 4.5193 | 0.23677 | 2.6571
4108 | 11.4157 | 4.5269 | 0.21373 | 2.4408
4109 | 11.5862 | 4.5016 | 0.21377 | 2.541
4110 | 11.4232 | 4.6328 | 0.20858 | 2.6471
4111 | 12.2925 | 4.2563 | 0.19243 | 2.899
4112 | 12.9859 | 4.7754 | 0.21732 | 4.9452
4113 | 13.3412 | 4.5556 | 0.20846 | 7.8887
4114 | 14.8843 | 4.5975 | 0.21298 | 10.9561
4115 | 15.2868 | 4.6568 | 0.20861 | 13.6746
4116 | 16.29 | 4.3065 | 0.21125 | 14.1204
4117 | 15.4896 | 4.6269 | 0.19855 | 14.2012
4118 | 14.7099 | 4.7452 | 0.2147 | 14.1499
4119 | 13.5093 | 4.5639 | 0.21673 | 13.5
4120 | 12.481 | 4.3677 | 0.21792 | 12.7666
4121 | 11.4798 | 4.5916 | 0.20047 | 11.3474
4122 | 10.8907 | 4.4764 | 0.2052 | 9.6112
4123 | 10.7438 | 4.6868 | 0.21792 | 7.485
4124 | 11.8952 | 4.6569 | 0.21328 | 5.4447
4125 | 11.4591 | 4.5375 | 0.20451 | 3.366
4126 | 11.2615 | 4.2537 | 0.21997 | 2.9208
4127 | 11.6785 | 4.191 | 0.20429 | 2.5768
4128 | 11.5948 | 4.5622 | 0.21753 | 2.4674
4129 | 11.537 | 4.8543 | 0.19661 | 2.2154
4130 | 11.7826 | 4.4646 | 0.22188 | 2.0946
4131 | 12.0579 | 4.144 | 0.20803 | 2.1343
4132 | 11.6203 | 4.6849 | 0.22386 | 1.9805
4133 | 11.4933 | 4.4454 | 0.22185 | 2.1883
4134 | 11.5098 | 4.6728 | 0.19538 | 2.301
4135 | 11.144 | 4.4566 | 0.23235 | 2.3092
4136 | 11.3561 | 4.4063 | 0.22104 | 2.2878
4137 | 11.1839 | 4.3356 | 0.21912 | 2.5691
4138 | 11.1939 | 4.3207 | 0.20739 | 4.0781
4139 | 10.9614 | 4.6169 | 0.20746 | 5.0886
4140 | 10.2418 | 4.7015 | 0.22247 | 6.2761
4141 | 10.2468 | 4.4763 | 0.23603 | 6.925
4142 | 11.3244 | 4.5668 | 0.20856 | 7.3211
4143 | 11.0594 | 4.2754 | 0.22622 | 7.3232
4144 | 10.6493 | 4.752 | 0.19988 | 7.3583
4145 | 10.2849 | 4.4259 | 0.22249 | 6.6164
4146 | 10.7359 | 4.4355 | 0.1932 | 6.0354
4147 | 10.803 | 4.6087 | 0.22485 | 4.9702
4148 | 11.2055 | 4.5118 | 0.23435 | 4.0752
4149 | 11.1235 | 4.4862 | 0.20999 | 3.0714
4150 | 11.0536 | 4.6288 | 0.21588 | 2.3917
4151 | 10.9746 | 4.4849 | 0.21138 | 2.3999
4152 | 11.4037 | 4.4738 | 0.21167 | 2.4313
4153 | 11.8235 | 4.3211 | 0.23233 | 2.362
4154 | 11.3508 | 4.4169 | 0.21988 | 2.396
4155 | 11.4139 | 4.5323 | 0.21581 | 2.3345
4156 | 12.0711 | 4.7827 | 0.20291 | 2.4564
4157 | 11.4429 | 4.5463 | 0.20926 | 2.2341
4158 | 11.8854 | 4.3271 | 0.22854 | 2.3376
4159 | 11.515 | 4.8376 | 0.20493 | 2.3848
4160 | 11.0866 | 4.629 | 0.22861 | 2.3922
4161 | 11.1351 | 4.489 | 0.20916 | 2.8623
4162 | 12.051 | 4.4916 | 0.19658 | 3.4248
4163 | 11.0905 | 4.6511 | 0.2246 | 4.0753
4164 | 10.9947 | 4.655 | 0.24219 | 4.6543
4165 | 11.394 | 4.7269 | 0.20545 | 4.9375
4166 | 10.4955 | 4.7923 | 0.21452 | 5.2411
4167 | 10.7421 | 4.5951 | 0.2189 | 5.4329
4168 | 10.6922 | 4.4732 | 0.21047 | 5.4434
4169 | 10.7265 | 4.6156 | 0.21913 | 5.1928
4170 | 10.3576 | 4.3166 | 0.20234 | 4.8366
4171 | 11.9854 | 4.4148 | 0.22018 | 4.7215
4172 | 11.2536 | 4.6629 | 0.20092 | 4.1704
4173 | 11.6817 | 4.5964 | 0.20568 | 3.5218
4174 | 10.7324 | 4.7095 | 0.22615 | 2.8611
4175 | 11.0094 | 4.4425 | 0.2342 | 2.3646
4176 | 10.9079 | 4.6464 | 0.21022 | 2.36
4177 | 11.5918 | 4.6754 | 0.20013 | 2.6962
4178 | 11.5735 | 4.8043 | 0.19414 | 2.4674
4179 | 11.6418 | 4.5229 | 0.19433 | 2.5104
4180 | 11.2638 | 4.4352 | 0.20906 | 2.383
4181 | 11.3865 | 4.4326 | 0.20015 | 2.5517
4182 | 11.3674 | 4.3349 | 0.20763 | 2.7578
4183 | 12.6221 | 4.5495 | 0.21347 | 2.8259
4184 | 12.7021 | 4.511 | 0.19293 | 2.9963
4185 | 13.5128 | 4.5983 | 0.22096 | 2.8284
4186 | 15.0546 | 4.6962 | 0.20154 | 3.508
4187 | 15.7344 | 4.619 | 0.21702 | 5.0066
4188 | 16.6014 | 4.329 | 0.2048 | 5.889
4189 | 16.0877 | 4.351 | 0.22439 | 6.8206
4190 | 15.0286 | 4.6819 | 0.20709 | 7.2504
4191 | 13.4999 | 4.5603 | 0.21831 | 7.5779
4192 | 12.1572 | 4.5102 | 0.18943 | 7.4305
4193 | 12.1457 | 4.9461 | 0.22472 | 7.3632
4194 | 11.3154 | 4.345 | 0.22184 | 6.293
4195 | 11.2121 | 4.7015 | 0.24159 | 5.5295
4196 | 11.3599 | 4.6716 | 0.19395 | 4.2741
4197 | 11.2727 | 4.7791 | 0.20489 | 3.1078
4198 | 11.4062 | 4.523 | 0.21231 | 2.8989
4199 | 11.1711 | 4.3717 | 0.21868 | 2.8431
4200 | 11.887 | 4.8135 | 0.21446 | 2.6738
4201 | 11.5706 | 4.6174 | 0.20383 | 2.6166
4202 | 11.4572 | 4.7018 | 0.21921 | 2.7006
4203 | 11.9243 | 4.7455 | 0.22527 | 2.6692
4204 | 11.1816 | 4.9511 | 0.22432 | 2.7133
4205 | 11.5028 | 4.5777 | 0.21385 | 2.5264
4206 | 11.7488 | 4.4636 | 0.20401 | 2.6055
4207 | 12.0796 | 4.4014 | 0.22586 | 2.7476
4208 | 12.7106 | 4.3903 | 0.20665 | 2.9837
4209 | 13.1091 | 4.6802 | 0.21311 | 4.9739
4210 | 14.3235 | 4.124 | 0.20851 | 6.6795
4211 | 16.0101 | 4.5088 | 0.2311 | 7.8641
4212 | 16.2104 | 4.5104 | 0.20137 | 9.3075
4213 | 16.3794 | 4.7778 | 0.21729 | 10.6579
4214 | 14.3147 | 4.5202 | 0.21809 | 12.0997
4215 | 12.36 | 4.3615 | 0.20994 | 12.6858
4216 | 11.9238 | 4.6278 | 0.20567 | 13.5334
4217 | 11.8505 | 4.5512 | 0.2181 | 13.8151
4218 | 10.5851 | 4.5376 | 0.21646 | 13.8076
4219 | 11.0665 | 4.4792 | 0.22551 | 13.1394
4220 | 10.2169 | 4.5312 | 0.21286 | 11.5313
4221 | 10.6112 | 4.5556 | 0.21132 | 9.7302
4222 | 10.5812 | 4.5958 | 0.21059 | 6.4391
4223 | 10.9877 | 4.5828 | 0.21542 | 3.2216
4224 | 11.2994 | 4.7186 | 0.23354 | 2.9242
4225 | 11.8456 | 4.4613 | 0.22304 | 2.6618
4226 | 11.7609 | 4.6661 | 0.21023 | 2.6343
4227 | 11.4673 | 4.4128 | 0.21056 | 2.4098
4228 | 11.8226 | 4.6248 | 0.21401 | 2.1346
4229 | 12.1392 | 4.6804 | 0.19657 | 2.1801
4230 | 12.6297 | 4.6445 | 0.23139 | 2.3848
4231 | 12.6124 | 4.4691 | 0.19609 | 2.5231
4232 | 13.6179 | 4.4578 | 0.20819 | 2.7641
4233 | 14.4496 | 4.3051 | 0.21603 | 2.8129
4234 | 14.8137 | 4.5629 | 0.22505 | 3.0229
4235 | 16.4235 | 4.4902 | 0.21113 | 3.9089
4236 | 16.5394 | 4.4432 | 0.21389 | 5.6207
4237 | 15.8606 | 4.5706 | 0.20681 | 7.0869
4238 | 15.4066 | 4.6074 | 0.21952 | 7.6268
4239 | 12.9863 | 4.618 | 0.2215 | 8.3544
4240 | 12.1102 | 4.5544 | 0.22593 | 8.2195
4241 | 11.7551 | 4.3581 | 0.22883 | 7.6363
4242 | 11.2138 | 4.3527 | 0.22338 | 6.6531
4243 | 10.9098 | 4.4037 | 0.2246 | 4.8947
4244 | 11.7315 | 4.4465 | 0.19917 | 2.9546
4245 | 11.8481 | 4.5536 | 0.21737 | 2.8403
4246 | 11.9763 | 4.3988 | 0.19991 | 2.5521
4247 | 11.9363 | 4.521 | 0.20855 | 2.4206
4248 | 12.3175 | 4.7503 | 0.20899 | 2.1236
4249 | 12.3588 | 4.4957 | 0.22789 | 2.041
4250 | 12.292 | 4.883 | 0.20815 | 2.0147
4251 | 12.0083 | 4.711 | 0.18605 | 2.0612
4252 | 12.4115 | 4.7291 | 0.20364 | 1.8768
4253 | 12.1642 | 4.5831 | 0.22795 | 2.1128
4254 | 12.9692 | 4.7465 | 0.23042 | 2.0781
4255 | 12.7934 | 4.5324 | 0.20814 | 2.3448
4256 | 13.5486 | 4.6613 | 0.24498 | 2.3607
4257 | 13.6172 | 4.5603 | 0.22902 | 2.6797
4258 | 14.7682 | 4.4317 | 0.18785 | 2.7114
4259 | 15.6353 | 4.4572 | 0.20803 | 3.0222
4260 | 16.2004 | 4.6667 | 0.19517 | 4.666
4261 | 15.7792 | 4.4796 | 0.23201 | 6.5764
4262 | 14.6846 | 4.5322 | 0.21368 | 7.8593
4263 | 13.1377 | 4.6093 | 0.20671 | 8.4926
4264 | 12.6851 | 4.7337 | 0.21707 | 8.7639
4265 | 11.5434 | 4.5009 | 0.22555 | 8.4278
4266 | 11.1789 | 4.5268 | 0.22806 | 6.8598
4267 | 11.1513 | 4.5429 | 0.22996 | 5.164
4268 | 11.1959 | 4.3968 | 0.2199 | 3.1005
4269 | 11.6911 | 4.4014 | 0.22296 | 2.7268
4270 | 11.8569 | 4.8113 | 0.22473 | 2.6217
4271 | 11.5369 | 4.6318 | 0.20395 | 2.4087
4272 | 12.1335 | 4.6662 | 0.21399 | 2.1989
4273 | 12.07 | 4.4727 | 0.22101 | 1.8353
4274 | 12.1974 | 4.6439 | 0.23056 | 1.899
4275 | 12.1883 | 4.539 | 0.24002 | 1.9062
4276 | 12.4062 | 4.4248 | 0.22603 | 1.9665
4277 | 11.5608 | 4.5972 | 0.20763 | 1.7173
4278 | 12.4397 | 4.6418 | 0.22647 | 1.9592
4279 | 12.5756 | 4.8908 | 0.24914 | 2.2079
4280 | 13.7515 | 4.4253 | 0.29516 | 2.2844
4281 | 14.2128 | 4.5908 | 0.287 | 2.7459
4282 | 14.9154 | 4.6368 | 0.19464 | 2.6947
4283 | 15.8452 | 4.4894 | 0.20856 | 2.9569
4284 | 16.7271 | 4.6991 | 0.20811 | 4.1505
4285 | 15.5937 | 4.684 | 0.22858 | 5.6813
4286 | 14.8471 | 4.4572 | 0.21342 | 6.9122
4287 | 12.9457 | 4.4957 | 0.20002 | 7.644
4288 | 12.415 | 4.4749 | 0.23412 | 7.7649
4289 | 11.4886 | 4.6557 | 0.21856 | 6.9776
4290 | 11.1237 | 4.5786 | 0.21081 | 5.7594
4291 | 11.4549 | 4.6122 | 0.23311 | 3.5799
4292 | 10.9692 | 4.688 | 0.20394 | 2.8855
4293 | 11.5375 | 4.4751 | 0.21993 | 2.8199
4294 | 12.1487 | 4.6266 | 0.22691 | 2.6041
4295 | 12.0378 | 4.6299 | 0.21211 | 2.5083
4296 | 11.8342 | 4.5177 | 0.19242 | 2.1452
4297 | 11.6623 | 4.7536 | 0.22517 | 2.0235
4298 | 12.1512 | 4.461 | 0.20772 | 2.0094
4299 | 12.2752 | 4.8311 | 0.20807 | 1.943
4300 | 11.7682 | 4.4661 | 0.20217 | 1.9805
4301 | 11.7941 | 4.6855 | 0.20521 | 1.9172
4302 | 11.7299 | 4.2808 | 0.19871 | 2.2638
4303 | 11.3476 | 4.5118 | 0.22301 | 2.3439
4304 | 12.0095 | 4.5731 | 0.20329 | 2.3472
4305 | 12.0271 | 4.5844 | 0.2167 | 2.0632
4306 | 11.2405 | 4.7087 | 0.21485 | 2.4617
4307 | 11.0344 | 4.333 | 0.21886 | 2.3706
4308 | 11.4033 | 4.6067 | 0.22246 | 2.2813
4309 | 10.9102 | 4.4135 | 0.22017 | 2.525
4310 | 11.1346 | 4.6705 | 0.22044 | 2.2938
4311 | 10.9842 | 4.8386 | 0.20437 | 2.2587
4312 | 11.8447 | 4.5909 | 0.22357 | 2.2858
4313 | 11.6654 | 4.301 | 0.20218 | 2.0813
4314 | 11.5654 | 4.6164 | 0.2295 | 2.3178
4315 | 12.2249 | 4.832 | 0.22708 | 2.3715
4316 | 11.9838 | 4.5189 | 0.21301 | 2.2107
4317 | 11.7874 | 4.3349 | 0.20853 | 1.9091
4318 | 12.3123 | 4.5894 | 0.20609 | 2.1995
4319 | 11.7756 | 4.7381 | 0.24087 | 2.1557
4320 | 11.8883 | 4.6169 | 0.22193 | 2.0497
4321 | 11.8953 | 4.7393 | 0.21578 | 2.2571
4322 | 11.7001 | 4.3833 | 0.20748 | 2.1506
4323 | 11.583 | 4.5717 | 0.21961 | 2.2048
4324 | 11.6086 | 4.8135 | 0.21475 | 2.0144
4325 | 11.7101 | 4.6002 | 0.19945 | 2.1767
4326 | 11.7126 | 4.6168 | 0.19852 | 2.2833
4327 | 11.5166 | 4.6293 | 0.22467 | 2.1856
4328 | 11.8021 | 4.6378 | 0.2121 | 2.14
4329 | 11.0409 | 4.6304 | 0.19251 | 2.3828
4330 | 11.1306 | 4.9012 | 0.22216 | 2.2281
4331 | 11.2829 | 4.4452 | 0.22447 | 2.3354
4332 | 11.3104 | 4.4438 | 0.20832 | 2.4777
4333 | 11.133 | 4.4205 | 0.21709 | 2.5116
4334 | 10.8363 | 4.6163 | 0.22345 | 2.6926
4335 | 11.505 | 4.5816 | 0.23706 | 3.065
4336 | 11.3618 | 4.5486 | 0.20687 | 2.9735
4337 | 11.4785 | 4.4673 | 0.2128 | 2.7905
4338 | 11.1595 | 4.4731 | 0.2214 | 2.626
4339 | 11.1616 | 4.5219 | 0.18376 | 2.4468
4340 | 11.6065 | 4.5225 | 0.2323 | 2.4844
4341 | 11.4457 | 5.2806 | 0.2128 | 2.3262
4342 | 11.0101 | 4.494 | 0.23217 | 2.3125
4343 | 11.2157 | 4.2561 | 0.22375 | 2.2626
4344 | 12.0225 | 4.6083 | 0.22671 | 2.2422
4345 | 11.8417 | 4.4142 | 0.21524 | 2.4992
4346 | 11.2995 | 4.3659 | 0.19672 | 2.5315
4347 | 11.8434 | 4.7714 | 0.21832 | 2.4559
4348 | 11.3877 | 4.382 | 0.22118 | 2.6776
4349 | 11.6706 | 4.4153 | 0.21421 | 2.4473
4350 | 11.6626 | 4.5573 | 0.21644 | 2.5874
4351 | 12.4059 | 4.4425 | 0.20136 | 2.6819
4352 | 12.8915 | 4.6917 | 0.1961 | 2.7268
4353 | 13.8152 | 4.6385 | 0.20314 | 2.6161
4354 | 15.2118 | 4.6209 | 0.21718 | 2.6282
4355 | 16.186 | 4.5367 | 0.19866 | 2.8947
4356 | 16.4407 | 4.9847 | 0.2178 | 2.8619
4357 | 15.9023 | 4.5467 | 0.23454 | 2.9376
4358 | 15.139 | 4.6555 | 0.20174 | 4.1652
4359 | 14.0826 | 4.2646 | 0.21698 | 5.4762
4360 | 12.2844 | 4.6083 | 0.1971 | 5.966
4361 | 11.1494 | 4.3585 | 0.19476 | 6.6299
4362 | 10.747 | 4.5983 | 0.24747 | 7.0396
4363 | 11.0445 | 4.5594 | 0.20277 | 6.1276
4364 | 11.0918 | 4.4859 | 0.21467 | 5.7108
4365 | 10.9489 | 4.5767 | 0.20203 | 4.8281
4366 | 11.5202 | 4.4492 | 0.2193 | 3.4236
4367 | 11.2581 | 4.5782 | 0.21495 | 2.8144
4368 | 11.7899 | 4.5871 | 0.23513 | 2.9731
4369 | 11.1712 | 4.3999 | 0.20391 | 2.7758
4370 | 12.1395 | 4.2182 | 0.22152 | 2.5572
4371 | 11.5298 | 4.6307 | 0.23965 | 2.67
4372 | 11.6284 | 4.33 | 0.21234 | 2.547
4373 | 11.6464 | 4.6125 | 0.21571 | 2.3145
4374 | 12.1442 | 4.5335 | 0.20695 | 2.7513
4375 | 12.1386 | 4.4196 | 0.2069 | 2.9411
4376 | 12.4224 | 4.4845 | 0.21323 | 3.0731
4377 | 13.8543 | 4.7726 | 0.19537 | 4.1746
4378 | 14.9998 | 4.4305 | 0.21231 | 4.7225
4379 | 16.4053 | 4.7482 | 0.23139 | 6.3126
4380 | 16.0067 | 4.5468 | 0.22643 | 7.5069
4381 | 15.7865 | 4.6249 | 0.21087 | 8.2659
4382 | 15.1497 | 4.6076 | 0.21527 | 7.7443
4383 | 13.4195 | 4.5939 | 0.20976 | 8.1478
4384 | 12.4943 | 4.4722 | 0.19439 | 9.7081
4385 | 11.1378 | 4.5264 | 0.21078 | 9.9372
4386 | 11.2799 | 4.447 | 0.22882 | 9.8397
4387 | 10.8921 | 4.3207 | 0.21344 | 8.8856
4388 | 11.313 | 4.2479 | 0.19842 | 7.5157
4389 | 11.2905 | 4.5165 | 0.17988 | 5.8662
4390 | 11.7247 | 4.7549 | 0.21247 | 3.4676
4391 | 11.0793 | 4.4917 | 0.21035 | 2.9577
4392 | 11.5597 | 4.383 | 0.21181 | 2.7418
4393 | 11.5973 | 4.3414 | 0.22018 | 2.6373
4394 | 11.9061 | 4.2722 | 0.21898 | 2.5422
4395 | 11.6823 | 4.5631 | 0.21789 | 2.4424
4396 | 12.1696 | 4.7885 | 0.22287 | 2.3838
4397 | 11.2639 | 4.646 | 0.22228 | 2.3985
4398 | 11.7658 | 4.6496 | 0.20789 | 2.588
4399 | 12.003 | 4.4331 | 0.21644 | 2.7421
4400 | 13.1843 | 4.278 | 0.2072 | 2.947
4401 | 13.2828 | 4.447 | 0.20345 | 4.5795
4402 | 14.8479 | 4.3969 | 0.19099 | 7.7806
4403 | 15.9581 | 4.778 | 0.21325 | 10.4852
4404 | 15.837 | 4.7294 | 0.20021 | 12.9837
4405 | 15.3114 | 4.6201 | 0.23853 | 14.8585
4406 | 14.483 | 4.2656 | 0.18904 | 16.0927
4407 | 12.9309 | 4.4517 | 0.21581 | 16.7626
4408 | 12.0426 | 4.8169 | 0.22199 | 16.7243
4409 | 11.4042 | 4.3824 | 0.23105 | 16.4952
4410 | 10.7696 | 4.6427 | 0.21314 | 14.8151
4411 | 11.2273 | 4.2035 | 0.21738 | 12.9189
4412 | 11.2622 | 4.5809 | 0.21439 | 10.481
4413 | 11.1806 | 4.5224 | 0.21287 | 8.0375
4414 | 10.4602 | 4.6323 | 0.21572 | 5.4855
4415 | 11.1075 | 4.5251 | 0.21769 | 3.003
4416 | 11.1204 | 4.3662 | 0.21721 | 2.8516
4417 | 11.2367 | 4.4425 | 0.20458 | 2.6609
4418 | 11.965 | 4.5547 | 0.22444 | 2.7136
4419 | 11.2276 | 4.5725 | 0.21751 | 2.4535
4420 | 11.4184 | 4.5777 | 0.21106 | 2.6157
4421 | 11.0968 | 4.6146 | 0.21102 | 2.4141
4422 | 11.5686 | 4.4772 | 0.22537 | 2.6018
4423 | 12.1427 | 4.6865 | 0.22507 | 2.6062
4424 | 12.8073 | 4.6507 | 0.23211 | 2.6709
4425 | 13.9366 | 4.4893 | 0.24576 | 2.7539
4426 | 15.0425 | 4.6043 | 0.21933 | 2.8922
4427 | 16.1082 | 4.5637 | 0.21487 | 2.7004
4428 | 16.7711 | 4.7341 | 0.22459 | 2.9166
4429 | 16.4873 | 4.4885 | 0.22475 | 2.8916
4430 | 15.7207 | 4.4673 | 0.2106 | 2.8716
4431 | 13.8768 | 4.6871 | 0.1994 | 2.8572
4432 | 12.9694 | 4.7256 | 0.22181 | 2.855
4433 | 12.0628 | 4.599 | 0.20496 | 2.992
4434 | 11.9046 | 4.4657 | 0.21259 | 2.5285
4435 | 11.5837 | 4.2934 | 0.2179 | 2.6199
4436 | 11.065 | 4.6244 | 0.21402 | 2.6482
4437 | 11.3262 | 4.6311 | 0.21 | 2.6262
4438 | 11.5992 | 4.5147 | 0.21664 | 2.5205
4439 | 11.4433 | 4.4721 | 0.2003 | 2.4272
4440 | 11.9683 | 4.5266 | 0.20831 | 2.4372
4441 | 11.864 | 4.8044 | 0.20454 | 2.4259
4442 | 11.7905 | 4.6494 | 0.2307 | 2.1444
4443 | 11.7253 | 4.531 | 0.21626 | 2.1353
4444 | 11.4054 | 4.5365 | 0.22705 | 2.0791
4445 | 11.9686 | 4.1432 | 0.22392 | 2.1624
4446 | 11.4475 | 4.6843 | 0.20759 | 2.2041
4447 | 12.327 | 4.6782 | 0.20861 | 2.4564
4448 | 12.8357 | 4.5487 | 0.2157 | 2.6406
4449 | 14.0908 | 4.493 | 0.21176 | 2.8264
4450 | 15.1914 | 4.6785 | 0.22078 | 2.7128
4451 | 16.0401 | 4.6412 | 0.21173 | 4.1322
4452 | 16.6797 | 4.5236 | 0.21628 | 6.0025
4453 | 15.9942 | 4.3133 | 0.20534 | 7.7532
4454 | 14.7241 | 4.431 | 0.20313 | 8.7648
4455 | 13.6015 | 4.4977 | 0.22354 | 9.1149
4456 | 12.3326 | 4.4414 | 0.2137 | 8.9311
4457 | 11.8996 | 4.7887 | 0.2108 | 8.4328
4458 | 11.3633 | 4.5983 | 0.23155 | 6.9836
4459 | 11.2044 | 4.6685 | 0.23929 | 4.8697
4460 | 11.4268 | 4.3566 | 0.23074 | 3.3364
4461 | 11.1783 | 4.5816 | 0.22483 | 2.9238
4462 | 11.4893 | 4.5419 | 0.22197 | 2.7462
4463 | 11.6697 | 4.5058 | 0.22304 | 2.3671
4464 | 11.3239 | 4.422 | 0.20799 | 2.2941
4465 | 12.1511 | 4.6268 | 0.22424 | 2.0131
4466 | 12.0279 | 4.4969 | 0.19906 | 2.0366
4467 | 11.6879 | 4.633 | 0.21325 | 1.803
4468 | 11.7354 | 4.6015 | 0.19741 | 2.0564
4469 | 12.4111 | 4.4328 | 0.23094 | 2.1186
4470 | 11.7421 | 4.4046 | 0.20492 | 1.9804
4471 | 11.6066 | 4.5902 | 0.19619 | 1.9613
4472 | 12.0568 | 4.3083 | 0.21215 | 1.9317
4473 | 11.5285 | 4.4883 | 0.23641 | 2.1637
4474 | 10.8261 | 4.6738 | 0.24048 | 2.3979
4475 | 11.1877 | 4.6037 | 0.21722 | 2.3384
4476 | 11.727 | 4.4125 | 0.22648 | 2.3457
4477 | 11.1506 | 4.5687 | 0.21784 | 2.982
4478 | 11.3439 | 4.4626 | 0.22736 | 3.7136
4479 | 11.1493 | 4.6559 | 0.21875 | 3.6761
4480 | 10.8047 | 4.4097 | 0.20105 | 3.6415
4481 | 11.4267 | 4.4267 | 0.22507 | 3.5234
4482 | 11.1175 | 4.7857 | 0.20322 | 2.7774
4483 | 11.4171 | 4.5816 | 0.21715 | 2.5511
4484 | 11.1846 | 4.3621 | 0.22984 | 2.4057
4485 | 11.5811 | 4.327 | 0.22033 | 2.4016
4486 | 11.7442 | 4.1931 | 0.20823 | 2.1966
4487 | 11.6096 | 4.6537 | 0.20611 | 2.1477
4488 | 11.9358 | 4.5116 | 0.2025 | 2.0408
4489 | 12.222 | 4.4257 | 0.23319 | 2.1345
4490 | 11.7067 | 4.5566 | 0.23334 | 2.0208
4491 | 12.1304 | 4.4438 | 0.24038 | 2.0957
4492 | 12.3473 | 4.4586 | 0.22408 | 2.0607
4493 | 12.0579 | 4.2994 | 0.2279 | 1.9668
4494 | 11.095 | 4.5418 | 0.21496 | 2.0242
4495 | 11.435 | 4.5952 | 0.20412 | 1.9435
4496 | 11.9853 | 4.7592 | 0.21441 | 2.4604
4497 | 11.6488 | 4.3715 | 0.2283 | 2.143
4498 | 11.2183 | 4.5882 | 0.22264 | 2.288
4499 | 11.0705 | 4.3749 | 0.23394 | 2.3483
4500 | 11.2304 | 4.4382 | 0.23123 | 2.5893
4501 | 11.4195 | 4.6666 | 0.22886 | 3.5776
4502 | 11.1959 | 4.4335 | 0.2118 | 4.5531
4503 | 11.4481 | 4.5154 | 0.22584 | 5.1323
4504 | 10.8981 | 4.4379 | 0.20029 | 5.3498
4505 | 10.9931 | 4.5214 | 0.19962 | 5.5272
4506 | 11.3867 | 4.6713 | 0.21337 | 5.2969
4507 | 11.7528 | 4.6863 | 0.2202 | 4.6364
4508 | 10.8166 | 4.3516 | 0.19766 | 3.7644
4509 | 11.2128 | 4.5113 | 0.20801 | 3.0348
4510 | 11.1981 | 4.6038 | 0.19881 | 2.5203
4511 | 10.9493 | 4.5763 | 0.20693 | 2.5738
4512 | 11.3604 | 4.5273 | 0.2185 | 2.3519
4513 | 11.5759 | 4.5153 | 0.22363 | 3.0365
4514 | 11.1118 | 4.6005 | 0.21678 | 3.0112
4515 | 10.9945 | 4.6485 | 0.19598 | 2.9322
4516 | 11.3554 | 4.8345 | 0.20101 | 2.7122
4517 | 11.1916 | 4.5994 | 0.22049 | 2.8759
4518 | 11.9134 | 4.628 | 0.18988 | 2.9411
4519 | 11.969 | 4.6074 | 0.21483 | 3.1523
4520 | 12.8151 | 4.6761 | 0.21036 | 3.1275
4521 | 14.3979 | 4.7068 | 0.21026 | 4.3774
4522 | 14.3173 | 4.6314 | 0.21373 | 5.3591
4523 | 15.768 | 4.748 | 0.23032 | 6.2899
4524 | 16.1661 | 4.6716 | 0.22368 | 7.3733
4525 | 15.8774 | 4.6118 | 0.21587 | 8.077
4526 | 14.6442 | 4.5607 | 0.20269 | 8.2515
4527 | 13.277 | 4.4665 | 0.2184 | 8.7235
4528 | 12.3794 | 4.3461 | 0.22122 | 8.5616
4529 | 11.5655 | 4.6293 | 0.22172 | 8.4077
4530 | 11.3012 | 4.6186 | 0.21819 | 8.3178
4531 | 11.4088 | 4.6689 | 0.23877 | 6.8164
4532 | 11.9847 | 4.6372 | 0.1942 | 6.5109
4533 | 11.4279 | 4.6713 | 0.20984 | 5.8413
4534 | 10.9858 | 4.4826 | 0.20709 | 3.2788
4535 | 10.6703 | 4.8424 | 0.22202 | 3.9249
4536 | 11.4238 | 4.4111 | 0.21654 | 3.8393
4537 | 10.8535 | 4.4143 | 0.22566 | 3.3991
4538 | 11.7012 | 4.625 | 0.2094 | 3.4482
4539 | 11.1318 | 4.5575 | 0.21595 | 3.1329
4540 | 11.0709 | 4.3352 | 0.24149 | 3.0495
4541 | 11.8082 | 4.3069 | 0.21538 | 3.2564
4542 | 11.4247 | 4.4719 | 0.21285 | 4.109
4543 | 10.9838 | 4.721 | 0.21246 | 5.9969
4544 | 12.1099 | 4.5079 | 0.23718 | 7.4325
4545 | 13.3453 | 4.5018 | 0.20031 | 9.5257
4546 | 14.434 | 4.5883 | 0.23132 | 11.0199
4547 | 15.5253 | 4.6863 | 0.22558 | 12.7092
4548 | 15.5566 | 4.7224 | 0.18766 | 14.8131
4549 | 15.3266 | 4.5109 | 0.20179 | 16.7831
4550 | 13.9943 | 4.6302 | 0.22024 | 18.0078
4551 | 13.0287 | 4.658 | 0.23036 | 19.2282
4552 | 11.332 | 4.4349 | 0.23331 | 19.2095
4553 | 11.0656 | 4.4022 | 0.21245 | 19.2457
4554 | 10.7527 | 4.2906 | 0.21621 | 19.3212
4555 | 10.4965 | 4.4774 | 0.22156 | 19.0999
4556 | 10.6826 | 4.453 | 0.20594 | 17.4649
4557 | 10.5945 | 4.5907 | 0.21093 | 16.1532
4558 | 10.6617 | 4.3158 | 0.20185 | 13.356
4559 | 11.0815 | 4.5299 | 0.22276 | 10.4827
4560 | 11.2927 | 4.3497 | 0.20789 | 7.708
4561 | 11.0104 | 4.5806 | 0.23346 | 5.0421
4562 | 11.2074 | 4.5591 | 0.21547 | 2.993
4563 | 11.6909 | 4.2709 | 0.19812 | 3.0036
4564 | 11.4117 | 4.412 | 0.21502 | 2.6736
4565 | 11.4812 | 4.2124 | 0.21419 | 2.7236
4566 | 11.3179 | 4.4915 | 0.21848 | 2.8738
4567 | 12.4528 | 4.5103 | 0.19498 | 3.007
4568 | 12.4312 | 4.7028 | 0.22052 | 4.9651
4569 | 13.5961 | 4.5454 | 0.20294 | 7.2791
4570 | 14.5126 | 4.5523 | 0.21376 | 10.0702
4571 | 15.6465 | 4.4083 | 0.21219 | 12.459
4572 | 16.1407 | 4.4945 | 0.19938 | 12.0422
4573 | 15.2334 | 4.4661 | 0.23552 | 12.8137
4574 | 14.7224 | 4.3331 | 0.21963 | 11.8396
4575 | 13.424 | 4.662 | 0.20876 | 11.5672
4576 | 12.4528 | 4.5104 | 0.21339 | 11.8575
4577 | 11.541 | 4.6037 | 0.23191 | 11.488
4578 | 11.1868 | 4.3809 | 0.22444 | 10.2328
4579 | 10.8207 | 4.4087 | 0.20058 | 9.1329
4580 | 10.643 | 4.5065 | 0.21625 | 7.8173
4581 | 11.2116 | 4.3755 | 0.21154 | 6.1247
4582 | 11.3662 | 4.5298 | 0.20251 | 3.3876
4583 | 11.3223 | 4.519 | 0.20352 | 2.8402
4584 | 11.478 | 4.786 | 0.22389 | 2.6259
4585 | 11.4148 | 4.5693 | 0.20588 | 2.8175
4586 | 11.6616 | 4.4748 | 0.21578 | 2.6393
4587 | 11.8558 | 4.4616 | 0.18334 | 2.482
4588 | 11.7459 | 4.5703 | 0.21987 | 2.4811
4589 | 11.1405 | 4.2757 | 0.20956 | 2.1919
4590 | 12.566 | 4.6885 | 0.19296 | 2.5314
4591 | 12.252 | 4.6695 | 0.21949 | 2.6093
4592 | 12.5173 | 4.3393 | 0.19399 | 3.0474
4593 | 13.6689 | 4.752 | 0.2263 | 4.8169
4594 | 14.9408 | 4.3567 | 0.22284 | 6.5841
4595 | 16.4145 | 4.5321 | 0.21794 | 7.9619
4596 | 16.4335 | 4.6974 | 0.20797 | 8.9586
4597 | 16.0997 | 4.3619 | 0.22435 | 9.5159
4598 | 13.9573 | 4.4859 | 0.21832 | 9.8974
4599 | 12.7741 | 4.6084 | 0.1977 | 9.6422
4600 | 12.2143 | 4.795 | 0.22634 | 9.4944
4601 | 11.7532 | 4.6922 | 0.21956 | 8.7994
4602 | 11.0893 | 4.4299 | 0.21005 | 7.093
4603 | 11.0139 | 4.741 | 0.20479 | 6.0159
4604 | 11.1957 | 4.5142 | 0.20945 | 4.3536
4605 | 11.2165 | 4.5566 | 0.23554 | 3.1772
4606 | 11.2126 | 4.9096 | 0.19617 | 3.0058
4607 | 11.9654 | 4.4553 | 0.18789 | 2.9912
4608 | 11.8594 | 4.5476 | 0.21462 | 2.9193
4609 | 11.8646 | 4.4568 | 0.20033 | 2.6604
4610 | 12.3809 | 4.5839 | 0.22634 | 2.5667
4611 | 11.8555 | 4.5221 | 0.21392 | 2.4666
4612 | 11.9783 | 4.4266 | 0.21179 | 2.2836
4613 | 12.0842 | 4.6828 | 0.22239 | 2.5509
4614 | 12.1194 | 4.5967 | 0.20979 | 2.5511
4615 | 12.3519 | 4.535 | 0.19684 | 2.5945
4616 | 12.8021 | 4.9962 | 0.20507 | 2.7704
4617 | 13.8538 | 4.7293 | 0.20583 | 2.8704
4618 | 14.9433 | 4.4763 | 0.22406 | 3.2756
4619 | 16.3927 | 4.7251 | 0.20379 | 4.9441
4620 | 16.275 | 4.4376 | 0.19804 | 6.4308
4621 | 15.8064 | 4.603 | 0.23238 | 7.8236
4622 | 15.0161 | 4.4591 | 0.22088 | 8.6703
4623 | 13.3074 | 4.2082 | 0.21229 | 9.3987
4624 | 12.121 | 4.5936 | 0.23473 | 9.0805
4625 | 11.6355 | 4.6135 | 0.19154 | 9.2175
4626 | 11.4995 | 4.5359 | 0.23238 | 8.5333
4627 | 11.3561 | 4.4869 | 0.20656 | 7.1992
4628 | 11.0643 | 4.567 | 0.21551 | 5.8506
4629 | 10.9024 | 4.3205 | 0.19821 | 4.3318
4630 | 10.8471 | 4.6031 | 0.22223 | 2.9163
4631 | 10.8778 | 4.4718 | 0.18871 | 2.7949
4632 | 11.1281 | 4.5505 | 0.20398 | 2.5854
4633 | 11.6866 | 4.3861 | 0.21758 | 2.2769
4634 | 12.3376 | 4.39 | 0.22673 | 2.1193
4635 | 12.5653 | 4.3142 | 0.21095 | 2.0165
4636 | 11.6114 | 4.3394 | 0.21246 | 2.1223
4637 | 12.0576 | 4.612 | 0.22243 | 2.0297
4638 | 11.5539 | 4.6638 | 0.21637 | 2.1218
4639 | 11.743 | 4.3101 | 0.1947 | 2.2714
4640 | 11.3251 | 4.6082 | 0.21553 | 2.1464
4641 | 11.4636 | 4.3527 | 0.2135 | 2.2943
4642 | 11.3792 | 4.4072 | 0.20044 | 2.6956
4643 | 11.1898 | 4.3719 | 0.21126 | 4.1975
4644 | 10.8281 | 4.4286 | 0.22667 | 5.0522
4645 | 10.9187 | 4.5916 | 0.21357 | 5.8988
4646 | 10.7876 | 4.7089 | 0.19465 | 6.6851
4647 | 10.6587 | 4.5926 | 0.19846 | 7.1092
4648 | 10.6441 | 4.6767 | 0.19234 | 7.2907
4649 | 10.8511 | 4.2739 | 0.19913 | 6.966
4650 | 10.619 | 4.5815 | 0.20615 | 6.3826
4651 | 11.4784 | 4.5561 | 0.22404 | 5.4007
4652 | 10.9771 | 4.5842 | 0.23452 | 4.459
4653 | 10.7685 | 4.5444 | 0.216 | 3.2112
4654 | 11.302 | 4.4185 | 0.19942 | 2.3487
4655 | 11.3466 | 4.6459 | 0.20354 | 2.2327
4656 | 10.9482 | 4.5901 | 0.2081 | 2.0851
4657 | 11.8021 | 4.5277 | 0.20622 | 2.0966
4658 | 12.7374 | 4.5964 | 0.23838 | 2.0549
4659 | 11.8768 | 4.5679 | 0.20787 | 1.9347
4660 | 11.5376 | 4.5573 | 0.19953 | 1.975
4661 | 12.4099 | 4.5327 | 0.23388 | 1.9481
4662 | 11.4513 | 4.6392 | 0.21368 | 1.8462
4663 | 11.5752 | 4.4759 | 0.23799 | 2.0849
4664 | 12.1517 | 5.0498 | 0.24123 | 2.1293
4665 | 11.746 | 4.5272 | 0.24512 | 2.1323
4666 | 11.4948 | 4.4133 | 0.22723 | 2.3335
4667 | 11.2836 | 4.6911 | 0.21859 | 2.3482
4668 | 11.1754 | 4.4756 | 0.1961 | 2.2976
4669 | 11.7462 | 4.5186 | 0.23505 | 2.384
4670 | 11.1255 | 4.4453 | 0.19041 | 2.5485
4671 | 10.8297 | 4.7912 | 0.22502 | 2.312
4672 | 11.7182 | 4.7687 | 0.18637 | 2.3585
4673 | 10.8188 | 4.5627 | 0.21237 | 2.3523
4674 | 11.4144 | 4.6242 | 0.19637 | 2.2938
4675 | 11.5588 | 4.5425 | 0.20722 | 2.3312
4676 | 11.4655 | 4.6454 | 0.2287 | 2.126
4677 | 11.9848 | 4.3207 | 0.21183 | 2.1539
4678 | 11.5016 | 4.5047 | 0.1977 | 2.1347
4679 | 12.1754 | 4.5998 | 0.19484 | 2.0476
4680 | 12.1061 | 4.461 | 0.20347 | 1.8156
4681 | 12.312 | 4.3918 | 0.21788 | 1.816
4682 | 11.6317 | 4.4906 | 0.21669 | 1.9048
4683 | 11.8546 | 4.444 | 0.21858 | 2.0404
4684 | 11.7669 | 4.6764 | 0.21717 | 2.0374
4685 | 12.192 | 4.3725 | 0.22908 | 1.7868
4686 | 12.3076 | 4.5029 | 0.26599 | 1.7751
4687 | 12.6447 | 4.8982 | 0.34056 | 1.8753
4688 | 12.8937 | 4.9576 | 0.35609 | 1.9795
4689 | 14.7979 | 5.2389 | 0.35283 | 2.2086
4690 | 15.3023 | 4.8127 | 0.29773 | 2.4351
4691 | 16.0675 | 4.5404 | 0.22071 | 2.5045
4692 | 17.5657 | 4.7847 | 0.21218 | 2.5714
4693 | 16.5493 | 4.6275 | 0.20102 | 2.846
4694 | 15.263 | 4.4866 | 0.2048 | 2.5791
4695 | 14.1 | 4.4751 | 0.22643 | 2.6675
4696 | 12.9214 | 4.696 | 0.22598 | 2.8337
4697 | 12.2428 | 4.3904 | 0.2071 | 2.7873
4698 | 12.0374 | 4.4554 | 0.21178 | 2.6381
4699 | 11.8968 | 4.541 | 0.21445 | 2.3504
4700 | 11.2504 | 4.3924 | 0.19306 | 2.3533
4701 | 11.8273 | 4.5178 | 0.20776 | 2.3614
4702 | 11.8678 | 4.3716 | 0.1972 | 2.296
4703 | 11.6457 | 4.4727 | 0.21874 | 2.2163
4704 | 12.157 | 4.5674 | 0.22408 | 2.036
4705 | 12.2127 | 4.7528 | 0.19829 | 1.9538
4706 | 12.0695 | 4.8094 | 0.22462 | 1.9171
4707 | 11.6882 | 4.5935 | 0.21003 | 1.8967
4708 | 12.6206 | 4.739 | 0.20899 | 1.9381
4709 | 11.7417 | 4.4169 | 0.20544 | 1.7601
4710 | 12.2571 | 4.6146 | 0.23074 | 1.8718
4711 | 12.569 | 4.6396 | 0.22766 | 2.0858
4712 | 13.5065 | 4.575 | 0.21299 | 2.4432
4713 | 14.3792 | 4.6049 | 0.21117 | 2.3554
4714 | 15.4195 | 4.3819 | 0.22532 | 2.3905
4715 | 16.2476 | 4.6109 | 0.22545 | 2.674
4716 | 16.3428 | 4.2991 | 0.20001 | 2.6815
4717 | 16.136 | 4.5763 | 0.21739 | 2.7892
4718 | 15.4239 | 4.4548 | 0.21951 | 2.875
4719 | 13.5785 | 4.6975 | 0.21653 | 2.9608
4720 | 12.6219 | 4.5024 | 0.20729 | 2.8142
4721 | 11.8534 | 4.6086 | 0.21035 | 2.8878
4722 | 11.163 | 4.5951 | 0.21271 | 2.901
4723 | 11.1401 | 4.4356 | 0.2278 | 2.8762
4724 | 11.5031 | 4.4768 | 0.21568 | 2.8548
4725 | 11.7157 | 4.6402 | 0.22201 | 2.8557
4726 | 12.7558 | 4.4796 | 0.21864 | 2.5777
4727 | 11.1181 | 4.4541 | 0.22446 | 2.4538
4728 | 11.5544 | 4.4145 | 0.20512 | 2.4667
4729 | 12.0763 | 4.4258 | 0.21986 | 2.4396
4730 | 12.0116 | 4.5704 | 0.20788 | 2.1116
4731 | 11.3147 | 4.4564 | 0.24368 | 2.3426
4732 | 11.8632 | 4.4023 | 0.23234 | 2.2482
4733 | 11.6922 | 4.6161 | 0.22284 | 2.2123
4734 | 12.1147 | 4.5997 | 0.21572 | 2.337
4735 | 12.3971 | 4.3315 | 0.22684 | 2.4705
4736 | 13.3152 | 4.454 | 0.2198 | 2.5515
4737 | 13.6135 | 4.6016 | 0.20041 | 3.0322
4738 | 14.6501 | 4.34 | 0.21205 | 3.0661
4739 | 16.0408 | 4.5877 | 0.19579 | 5.7943
4740 | 15.478 | 4.5115 | 0.21974 | 7.6715
4741 | 15.7526 | 4.6181 | 0.20042 | 7.2603
4742 | 14.7041 | 4.4344 | 0.20901 | 6.2332
4743 | 13.7919 | 4.4822 | 0.20959 | 4.8107
4744 | 13.0257 | 4.6862 | 0.21396 | 3.3825
4745 | 11.9137 | 4.4255 | 0.20951 | 3.0319
4746 | 11.8736 | 4.4495 | 0.21208 | 2.9011
4747 | 11.7483 | 4.3598 | 0.20149 | 2.7812
4748 | 11.5478 | 4.3626 | 0.21035 | 2.6226
4749 | 12.2707 | 4.8596 | 0.19802 | 2.6013
4750 | 11.3172 | 4.5457 | 0.22104 | 2.6231
4751 | 11.6606 | 4.5439 | 0.22934 | 2.4905
4752 | 12.1222 | 4.627 | 0.20423 | 2.5226
4753 | 11.8473 | 4.3932 | 0.22007 | 2.5257
4754 | 11.1244 | 4.5805 | 0.22657 | 2.4389
4755 | 10.985 | 4.4004 | 0.21433 | 2.427
4756 | 11.7563 | 4.4999 | 0.2207 | 2.2936
4757 | 11.8305 | 4.56 | 0.20251 | 2.42
4758 | 12.0632 | 4.5952 | 0.20926 | 2.4971
4759 | 12.3069 | 4.8625 | 0.22207 | 2.6319
4760 | 12.6166 | 4.3275 | 0.20523 | 2.903
4761 | 13.5825 | 4.5831 | 0.22541 | 3.6269
4762 | 14.5132 | 4.744 | 0.20998 | 6.4977
4763 | 15.5313 | 4.6116 | 0.2198 | 8.8686
4764 | 15.8512 | 4.8105 | 0.20937 | 11.2634
4765 | 15.8346 | 4.4543 | 0.2267 | 12.7927
4766 | 15.15 | 4.6082 | 0.22707 | 14.0534
4767 | 13.4728 | 4.444 | 0.21239 | 14.8
4768 | 12.4678 | 4.5529 | 0.22067 | 15.0695
4769 | 10.9167 | 4.3012 | 0.19487 | 14.7522
4770 | 11.0003 | 4.3367 | 0.21746 | 13.8476
4771 | 11.1346 | 4.745 | 0.20547 | 12.0512
4772 | 10.7564 | 4.5999 | 0.21974 | 10.1989
4773 | 10.7295 | 4.5553 | 0.22587 | 8.5533
4774 | 11.8359 | 4.6145 | 0.21932 | 5.7906
4775 | 11.5105 | 4.747 | 0.20127 | 3.2591
4776 | 11.0603 | 4.5339 | 0.22155 | 2.8797
4777 | 11.4763 | 4.3143 | 0.21916 | 2.8541
4778 | 12.0698 | 4.474 | 0.22195 | 2.4407
4779 | 11.4928 | 4.4796 | 0.21098 | 2.474
4780 | 11.7397 | 4.5694 | 0.22609 | 2.3445
4781 | 11.951 | 4.6823 | 0.2313 | 2.3802
4782 | 11.9133 | 4.5595 | 0.20402 | 2.438
4783 | 12.4297 | 4.7385 | 0.22812 | 2.7153
4784 | 12.4881 | 4.3679 | 0.2054 | 3.0272
4785 | 13.9482 | 4.5535 | 0.21074 | 3.4289
4786 | 14.91 | 4.2778 | 0.2198 | 6.1433
4787 | 15.381 | 4.8475 | 0.22619 | 8.6901
4788 | 16.4386 | 4.3975 | 0.21065 | 10.5921
4789 | 15.7344 | 4.7636 | 0.2185 | 12.5476
4790 | 14.1196 | 4.3935 | 0.22942 | 13.7174
4791 | 13.0248 | 4.3867 | 0.22646 | 14.4082
4792 | 12.2653 | 4.8969 | 0.21289 | 14.5932
4793 | 11.4747 | 4.7673 | 0.22778 | 14.0331
4794 | 11.5741 | 4.5989 | 0.20591 | 12.4405
4795 | 11.0191 | 4.4796 | 0.21423 | 10.9159
4796 | 11.3204 | 4.4472 | 0.23704 | 8.488
4797 | 11.4719 | 4.5911 | 0.20664 | 6.438
4798 | 10.7698 | 4.643 | 0.24688 | 3.3349
4799 | 12.0279 | 4.6446 | 0.21857 | 2.765
4800 | 11.3295 | 4.6323 | 0.20941 | 2.5826
4801 | 11.5469 | 4.5727 | 0.20723 | 2.3426
4802 | 11.6344 | 4.6081 | 0.19162 | 2.2583
4803 | 11.5876 | 4.6372 | 0.21566 | 2.0396
4804 | 11.9906 | 4.5803 | 0.21326 | 2.1865
4805 | 12.2113 | 4.5262 | 0.21544 | 2.022
4806 | 11.868 | 4.3781 | 0.2262 | 1.9062
4807 | 11.5955 | 4.467 | 0.20009 | 2.0868
4808 | 11.5085 | 4.5476 | 0.20491 | 2.1554
4809 | 11.9469 | 4.5674 | 0.2107 | 2.2575
4810 | 11.6121 | 4.597 | 0.19128 | 2.1926
4811 | 11.1155 | 4.8694 | 0.2134 | 2.242
4812 | 12.0388 | 4.7177 | 0.22509 | 2.4114
4813 | 11.5965 | 4.5598 | 0.22423 | 2.3595
4814 | 11.3974 | 4.4648 | 0.21751 | 2.3421
4815 | 11.2746 | 4.6134 | 0.22431 | 2.3963
4816 | 11.2866 | 4.737 | 0.20679 | 2.3778
4817 | 11.6743 | 4.931 | 0.23691 | 2.3696
4818 | 11.5455 | 4.4153 | 0.21248 | 2.2298
4819 | 11.4657 | 4.3633 | 0.20386 | 2.2971
4820 | 11.5064 | 4.6504 | 0.21203 | 2.1488
4821 | 11.5227 | 4.4192 | 0.21706 | 2.2639
4822 | 11.8946 | 4.5848 | 0.19719 | 2.2827
4823 | 11.5555 | 4.4052 | 0.19645 | 2.4497
4824 | 11.6667 | 4.4095 | 0.21565 | 2.3488
4825 | 11.3175 | 4.7804 | 0.22559 | 2.4625
4826 | 11.5707 | 4.355 | 0.21033 | 2.3792
4827 | 11.5282 | 4.6814 | 0.23412 | 2.4654
4828 | 11.1625 | 4.6282 | 0.20425 | 2.4904
4829 | 11.0348 | 4.5283 | 0.20769 | 2.525
4830 | 11.0694 | 4.6147 | 0.22683 | 3.1662
4831 | 10.7258 | 4.381 | 0.21709 | 3.7896
4832 | 11.0515 | 4.5707 | 0.21875 | 4.5561
4833 | 10.4807 | 4.4657 | 0.22015 | 5.191
4834 | 10.972 | 4.604 | 0.21905 | 5.9748
4835 | 10.7223 | 4.3564 | 0.21693 | 6.7663
4836 | 10.9265 | 4.6882 | 0.22467 | 7.5452
4837 | 10.1602 | 4.4368 | 0.21732 | 8.1303
4838 | 10.3302 | 4.4518 | 0.18506 | 8.7244
4839 | 10.9101 | 4.3142 | 0.21365 | 8.9244
4840 | 10.4312 | 4.4436 | 0.2167 | 9.1849
4841 | 10.6554 | 4.49 | 0.21682 | 9.0361
4842 | 10.6879 | 4.414 | 0.21489 | 8.8129
4843 | 10.6261 | 4.7119 | 0.19923 | 8.3858
4844 | 10.9793 | 4.3413 | 0.21136 | 7.6725
4845 | 10.9539 | 4.2911 | 0.21279 | 6.7873
4846 | 11.0181 | 4.69 | 0.21862 | 6.1114
4847 | 10.9617 | 4.3688 | 0.22621 | 5.0902
4848 | 11.3481 | 4.5593 | 0.21201 | 4.4116
4849 | 10.6507 | 4.7211 | 0.24008 | 3.7722
4850 | 11.8767 | 4.6289 | 0.19705 | 2.8164
4851 | 11.6747 | 4.628 | 0.21794 | 2.7324
4852 | 11.7361 | 4.5426 | 0.21311 | 2.623
4853 | 11.4192 | 4.8165 | 0.20767 | 2.7662
4854 | 12.0515 | 4.5582 | 0.22594 | 2.5084
4855 | 11.5581 | 4.4873 | 0.22207 | 2.9286
4856 | 13.0787 | 4.602 | 0.2179 | 3.4355
4857 | 12.8755 | 4.5246 | 0.22836 | 6.6511
4858 | 15.2027 | 4.4099 | 0.21178 | 9.7269
4859 | 15.2875 | 4.4194 | 0.18826 | 12.2607
4860 | 16.0204 | 4.6846 | 0.21599 | 14.4489
4861 | 15.1025 | 4.7271 | 0.224 | 16.3571
4862 | 14.5274 | 4.5309 | 0.22002 | 17.2533
4863 | 13.4529 | 4.3092 | 0.20416 | 18.2171
4864 | 11.7712 | 4.4961 | 0.21425 | 18.0848
4865 | 10.7138 | 4.4367 | 0.23059 | 17.5288
4866 | 10.9576 | 4.2992 | 0.21966 | 15.8915
4867 | 10.8611 | 4.5593 | 0.22432 | 13.6715
4868 | 10.1994 | 4.4568 | 0.23826 | 10.9263
4869 | 11.7108 | 4.5786 | 0.19277 | 8.4962
4870 | 10.7548 | 4.3619 | 0.2038 | 6.2916
4871 | 10.9143 | 4.489 | 0.2309 | 3.9438
4872 | 11.4761 | 4.53 | 0.21753 | 2.9658
4873 | 11.5267 | 4.3996 | 0.21719 | 2.9302
4874 | 11.1293 | 4.6224 | 0.2062 | 2.909
4875 | 11.6596 | 4.4393 | 0.20916 | 3.0549
4876 | 11.1796 | 4.605 | 0.21725 | 2.9202
4877 | 11.0394 | 4.6088 | 0.2006 | 3.0455
4878 | 11.8798 | 4.59 | 0.21386 | 3.1163
4879 | 11.5179 | 4.9128 | 0.21361 | 4.1139
4880 | 12.705 | 4.507 | 0.21509 | 5.4714
4881 | 13.7548 | 4.6782 | 0.21387 | 6.8238
4882 | 14.7482 | 4.5179 | 0.20987 | 7.95
4883 | 15.4418 | 4.3113 | 0.20359 | 8.8904
4884 | 16.1993 | 4.5279 | 0.20668 | 10.098
4885 | 15.8538 | 4.6572 | 0.21272 | 10.8806
4886 | 14.2471 | 4.5508 | 0.20515 | 11.3053
4887 | 12.868 | 4.248 | 0.19772 | 11.8892
4888 | 12.0168 | 4.5038 | 0.21656 | 11.9579
4889 | 10.9464 | 4.4987 | 0.22004 | 11.8293
4890 | 10.6142 | 4.499 | 0.21527 | 11.5611
4891 | 10.7891 | 4.443 | 0.2069 | 10.8368
4892 | 10.9339 | 4.5661 | 0.23727 | 9.0006
4893 | 10.511 | 4.3941 | 0.20249 | 7.7593
4894 | 10.0679 | 4.6303 | 0.21479 | 6.3371
4895 | 11.6295 | 4.8527 | 0.20324 | 3.1828
4896 | 11.0503 | 4.5069 | 0.2175 | 3.0589
4897 | 10.7164 | 4.4156 | 0.19784 | 3.0189
4898 | 11.4192 | 4.8041 | 0.19878 | 2.834
4899 | 11.5027 | 4.7876 | 0.22075 | 2.5916
4900 | 11.7722 | 4.5189 | 0.2118 | 2.4073
4901 | 11.5485 | 4.737 | 0.22953 | 2.6354
4902 | 12.4795 | 4.2359 | 0.19329 | 2.6017
4903 | 12.4263 | 4.5968 | 0.19589 | 2.7263
4904 | 12.6541 | 4.6042 | 0.22757 | 2.8459
4905 | 13.8918 | 4.4612 | 0.19353 | 2.8749
4906 | 15.0345 | 4.8967 | 0.2257 | 3.5984
4907 | 15.8809 | 4.4407 | 0.23367 | 5.1589
4908 | 15.9322 | 4.4862 | 0.22364 | 6.3415
4909 | 16.4701 | 4.3464 | 0.24225 | 7.3484
4910 | 14.4368 | 4.4367 | 0.22823 | 8.2814
4911 | 13.2179 | 4.3384 | 0.23124 | 8.6913
4912 | 11.8733 | 4.5272 | 0.20817 | 8.7391
4913 | 11.4871 | 4.4585 | 0.21077 | 8.3881
4914 | 11.1284 | 4.5601 | 0.2061 | 7.6526
4915 | 11.3801 | 4.5583 | 0.22348 | 6.4173
4916 | 10.8624 | 4.3613 | 0.20262 | 5.1389
4917 | 11.426 | 4.5297 | 0.21266 | 3.0802
4918 | 11.4231 | 4.1741 | 0.21833 | 2.9436
4919 | 11.2381 | 4.689 | 0.21027 | 2.7165
4920 | 11.9297 | 4.4096 | 0.18129 | 2.6755
4921 | 12.2231 | 4.7115 | 0.20496 | 2.47
4922 | 11.4483 | 4.4378 | 0.23362 | 2.2667
4923 | 11.713 | 4.859 | 0.22226 | 2.1879
4924 | 12.1255 | 4.5799 | 0.19895 | 2.3998
4925 | 12.1467 | 4.3357 | 0.21661 | 2.1436
4926 | 11.6876 | 4.4729 | 0.22606 | 2.3
4927 | 12.6662 | 4.3224 | 0.20514 | 2.3066
4928 | 13.3674 | 4.9487 | 0.20369 | 2.2328
4929 | 14.9699 | 4.6586 | 0.22484 | 2.4413
4930 | 15.786 | 4.5708 | 0.20351 | 2.3264
4931 | 16.0935 | 4.4206 | 0.21412 | 2.3605
4932 | 16.8881 | 4.6801 | 0.21332 | 2.6823
4933 | 16.226 | 4.3382 | 0.22518 | 2.9018
4934 | 14.8594 | 4.5386 | 0.20086 | 4.225
4935 | 13.4847 | 4.7404 | 0.21361 | 4.8004
4936 | 12.3037 | 4.4581 | 0.20615 | 3.9869
4937 | 11.7416 | 4.6905 | 0.20981 | 3.6083
4938 | 11.8384 | 4.553 | 0.19423 | 3.114
4939 | 11.5842 | 4.5116 | 0.1978 | 2.8929
4940 | 11.3111 | 4.4898 | 0.21107 | 2.9063
4941 | 11.4486 | 4.6035 | 0.22805 | 2.7615
4942 | 11.6886 | 4.5563 | 0.20266 | 2.6654
4943 | 11.1791 | 4.6412 | 0.22114 | 2.5047
4944 | 11.8239 | 4.6041 | 0.21246 | 2.5518
4945 | 12.3453 | 4.4738 | 0.22435 | 2.2872
4946 | 11.7725 | 4.7694 | 0.19092 | 1.9967
4947 | 11.7294 | 4.2644 | 0.2123 | 2.0672
4948 | 11.8473 | 4.8914 | 0.20369 | 1.9059
4949 | 11.7198 | 4.4698 | 0.22865 | 1.9435
4950 | 12.1318 | 4.2809 | 0.19368 | 1.9258
4951 | 12.605 | 4.81 | 0.20046 | 2.1727
4952 | 13.3808 | 4.5897 | 0.27182 | 2.1521
4953 | 14.5375 | 4.6348 | 0.26492 | 2.3485
4954 | 15.6111 | 5.0633 | 0.22286 | 2.5448
4955 | 16.8143 | 4.3673 | 0.21488 | 2.5428
4956 | 16.955 | 4.5666 | 0.23123 | 2.7118
4957 | 16.172 | 4.5524 | 0.19537 | 2.9118
4958 | 15.0057 | 4.5014 | 0.21737 | 2.6412
4959 | 13.8493 | 4.78 | 0.22061 | 2.7246
4960 | 12.58 | 4.4796 | 0.19721 | 2.8137
4961 | 12.2581 | 4.6329 | 0.21668 | 2.7759
4962 | 11.6115 | 4.4594 | 0.21501 | 2.8494
4963 | 11.3747 | 4.3846 | 0.21038 | 2.8001
4964 | 10.9861 | 4.6542 | 0.23747 | 2.4552
4965 | 11.6857 | 4.3499 | 0.19919 | 2.2926
4966 | 11.7634 | 4.4936 | 0.22687 | 2.167
4967 | 12.1438 | 4.3256 | 0.24699 | 2.1137
4968 | 12.2542 | 4.5452 | 0.2108 | 2.0627
4969 | 12.1795 | 4.5479 | 0.19117 | 2.1213
4970 | 12.0236 | 4.4763 | 0.20971 | 2.1867
4971 | 12.2542 | 4.2472 | 0.21829 | 1.9863
4972 | 11.9512 | 4.2953 | 0.203 | 2.088
4973 | 12.416 | 4.3695 | 0.21852 | 2.0807
4974 | 12.5832 | 4.7942 | 0.20499 | 1.9822
4975 | 11.9021 | 4.4994 | 0.21405 | 2.1452
4976 | 11.5345 | 4.658 | 0.21679 | 2.2741
4977 | 11.4264 | 4.6373 | 0.2339 | 2.2596
4978 | 11.0702 | 4.4879 | 0.20759 | 2.3563
4979 | 11.2649 | 4.4933 | 0.21114 | 2.3137
4980 | 11.124 | 4.7411 | 0.21254 | 2.3654
4981 | 11.3783 | 4.6772 | 0.21388 | 2.3469
4982 | 11.0598 | 4.37 | 0.21178 | 2.4493
4983 | 11.6001 | 4.3473 | 0.20262 | 2.8802
4984 | 11.2002 | 4.6202 | 0.22134 | 3.5284
4985 | 11.5618 | 4.6223 | 0.21917 | 3.2835
4986 | 11.1875 | 4.4529 | 0.21051 | 3.2506
4987 | 11.2099 | 4.6773 | 0.21516 | 2.5525
4988 | 11.4621 | 4.5392 | 0.21989 | 2.6926
4989 | 11.2999 | 4.4889 | 0.21755 | 2.4374
4990 | 11.8719 | 4.6257 | 0.22652 | 2.3127
4991 | 12.0381 | 4.6333 | 0.20321 | 2.3128
4992 | 11.6383 | 4.5565 | 0.22026 | 2.3603
4993 | 11.9431 | 4.3084 | 0.20508 | 2.1984
4994 | 11.3985 | 4.5522 | 0.2299 | 1.9872
4995 | 11.7251 | 4.4421 | 0.19563 | 1.9777
4996 | 11.5524 | 4.8046 | 0.20656 | 1.9887
4997 | 11.9267 | 4.3229 | 0.21119 | 2.1514
4998 | 11.6871 | 4.724 | 0.20599 | 2.1865
4999 | 11.743 | 4.6036 | 0.22405 | 2.1563
5000 | 11.7388 | 4.5986 | 0.21715 | 2.318
5001 | 11.6421 | 4.7575 | 0.20951 | 2.2751
5002 | 11.6044 | 4.498 | 0.23601 | 2.382
5003 | 11.5781 | 4.6825 | 0.1896 | 2.8996
5004 | 10.9563 | 4.4093 | 0.22496 | 4.0165
5005 | 11.1682 | 4.5581 | 0.21727 | 4.9897
5006 | 10.4194 | 4.4528 | 0.22508 | 5.5279
5007 | 11.0649 | 4.6454 | 0.22714 | 5.8934
5008 | 10.8026 | 4.3972 | 0.20119 | 5.9289
5009 | 11.0039 | 4.4274 | 0.21918 | 5.8317
5010 | 10.7734 | 4.4829 | 0.21614 | 4.9285
5011 | 10.836 | 4.6403 | 0.21737 | 4.2019
5012 | 10.815 | 4.7121 | 0.21143 | 2.935
5013 | 11.3855 | 4.5676 | 0.20406 | 2.3817
5014 | 11.0883 | 4.5309 | 0.2319 | 2.4895
5015 | 11.7996 | 4.7554 | 0.1996 | 2.3759
5016 | 11.2464 | 4.6217 | 0.21397 | 2.4411
5017 | 11.3619 | 4.7915 | 0.21564 | 2.8465
5018 | 11.3073 | 4.6086 | 0.20004 | 2.6522
5019 | 11.7909 | 4.528 | 0.21158 | 3.0183
5020 | 10.8703 | 4.2808 | 0.22105 | 2.8868
5021 | 11.3752 | 4.5562 | 0.19933 | 2.993
5022 | 11.4747 | 4.4317 | 0.22225 | 2.9663
5023 | 11.5064 | 4.5947 | 0.23501 | 4.6668
5024 | 12.3688 | 4.4483 | 0.19903 | 8.0249
5025 | 13.2613 | 4.7033 | 0.22084 | 9.7273
5026 | 14.6023 | 4.6579 | 0.22337 | 10.0473
5027 | 15.5983 | 4.5957 | 0.22193 | 11.03
5028 | 16.4856 | 4.3437 | 0.22687 | 11.5494
5029 | 15.4883 | 4.3401 | 0.2224 | 11.2733
5030 | 14.1631 | 4.3384 | 0.21186 | 11.3346
5031 | 13.1472 | 4.3672 | 0.21575 | 11.8795
5032 | 11.9773 | 4.5003 | 0.20654 | 12.1358
5033 | 11.1813 | 4.5006 | 0.21869 | 12.371
5034 | 10.8106 | 4.5972 | 0.19475 | 11.9684
5035 | 11.4656 | 4.4833 | 0.21445 | 10.65
5036 | 11.0797 | 4.38 | 0.21066 | 9.2646
5037 | 11.4221 | 4.8853 | 0.20067 | 6.8283
5038 | 11.2478 | 4.4766 | 0.22278 | 4.431
5039 | 11.4219 | 4.7595 | 0.21026 | 2.8197
5040 | 11.2802 | 4.7272 | 0.2222 | 2.7834
5041 | 11.9782 | 4.3108 | 0.21763 | 2.6199
5042 | 12.0642 | 4.6004 | 0.20987 | 2.6612
5043 | 11.7736 | 4.6772 | 0.21434 | 2.3037
5044 | 12.2927 | 4.4834 | 0.22484 | 2.3984
5045 | 11.5432 | 4.5046 | 0.21934 | 2.4463
5046 | 12.1497 | 4.4938 | 0.21433 | 2.3884
5047 | 12.5966 | 4.4828 | 0.20682 | 2.4869
5048 | 13.2649 | 4.8009 | 0.20035 | 2.5618
5049 | 14.0214 | 4.507 | 0.20986 | 2.6124
5050 | 15.2006 | 4.5365 | 0.22976 | 2.4951
5051 | 16.12 | 4.727 | 0.23044 | 2.5197
5052 | 16.7384 | 4.3854 | 0.23512 | 2.5188
5053 | 16.8493 | 4.4553 | 0.22077 | 2.7792
5054 | 15.2549 | 4.5056 | 0.22389 | 2.7728
5055 | 14.06 | 4.7053 | 0.21277 | 2.8104
5056 | 12.9027 | 4.7937 | 0.23256 | 2.6569
5057 | 11.843 | 4.7274 | 0.2316 | 2.7367
5058 | 11.6201 | 4.2542 | 0.21419 | 2.732
5059 | 11.8326 | 4.5996 | 0.20075 | 2.5419
5060 | 11.7938 | 4.6064 | 0.20663 | 2.2905
5061 | 12.0966 | 4.5547 | 0.21443 | 2.4822
5062 | 11.9582 | 4.5759 | 0.22835 | 2.4239
5063 | 11.7957 | 4.5235 | 0.19967 | 2.5723
5064 | 11.9418 | 4.7009 | 0.20681 | 2.4948
5065 | 11.9267 | 4.4191 | 0.2021 | 2.5573
5066 | 11.8352 | 4.7217 | 0.22584 | 2.4242
5067 | 11.197 | 4.3201 | 0.21694 | 2.5694
5068 | 10.6267 | 4.3263 | 0.20734 | 2.5389
5069 | 11.9413 | 4.5844 | 0.20857 | 2.6364
5070 | 11.9573 | 4.7033 | 0.22192 | 2.6879
5071 | 12.4972 | 4.3758 | 0.2134 | 2.888
5072 | 12.5032 | 4.5496 | 0.18417 | 2.9323
5073 | 13.7949 | 4.4589 | 0.19997 | 2.8841
5074 | 14.8548 | 4.4346 | 0.21394 | 4.8398
5075 | 16.7202 | 4.5533 | 0.21718 | 6.3351
5076 | 15.8006 | 4.9016 | 0.21578 | 7.668
5077 | 15.7372 | 4.4642 | 0.2037 | 8.3545
5078 | 14.5711 | 4.2259 | 0.21203 | 9.0618
5079 | 13.2275 | 4.7377 | 0.2262 | 9.4533
5080 | 12.8664 | 4.5084 | 0.20421 | 9.6797
5081 | 11.6671 | 4.7476 | 0.21257 | 9.0462
5082 | 11.4589 | 4.5535 | 0.20859 | 8.6702
5083 | 10.9584 | 4.514 | 0.21563 | 7.4318
5084 | 11.6264 | 4.378 | 0.21187 | 6.7475
5085 | 11.365 | 4.5902 | 0.21236 | 4.6948
5086 | 11.5312 | 4.6488 | 0.21663 | 2.8645
5087 | 11.35 | 4.4815 | 0.19468 | 2.8369
5088 | 10.901 | 4.463 | 0.22633 | 2.7567
5089 | 11.8329 | 4.614 | 0.23477 | 2.6622
5090 | 11.2834 | 4.2688 | 0.21658 | 2.4098
5091 | 11.7166 | 4.9352 | 0.20006 | 2.2989
5092 | 11.587 | 4.4803 | 0.22122 | 2.1091
5093 | 12.1144 | 4.568 | 0.22077 | 2.3748
5094 | 12.5561 | 4.787 | 0.22743 | 2.2594
5095 | 11.832 | 4.7432 | 0.20693 | 2.4861
5096 | 12.9926 | 4.4915 | 0.22305 | 2.4761
5097 | 14.0306 | 4.4231 | 0.2329 | 2.971
5098 | 14.9762 | 4.5682 | 0.21155 | 3.4094
5099 | 16.3543 | 4.2938 | 0.20721 | 6.0944
5100 | 15.7886 | 4.345 | 0.22523 | 6.0185
5101 | 15.5926 | 4.4342 | 0.20761 | 6.0652
5102 | 14.963 | 4.2151 | 0.21064 | 5.9494
5103 | 12.9538 | 4.6121 | 0.20713 | 5.6363
5104 | 12.8168 | 4.7014 | 0.2204 | 4.7765
5105 | 12.4146 | 4.5252 | 0.20259 | 3.8329
5106 | 11.3559 | 4.7701 | 0.18865 | 2.9315
5107 | 11.0995 | 4.5434 | 0.21491 | 2.8193
5108 | 11.3802 | 4.4498 | 0.21498 | 2.7593
5109 | 11.7072 | 4.5882 | 0.2212 | 2.6537
5110 | 11.7857 | 4.578 | 0.22716 | 2.4536
5111 | 11.1804 | 4.7299 | 0.22264 | 2.4947
5112 | 11.3232 | 4.428 | 0.20806 | 2.139
5113 | 12.0979 | 4.659 | 0.20931 | 2.099
5114 | 12.5272 | 4.64 | 0.20426 | 2.1816
5115 | 11.8571 | 4.6565 | 0.23615 | 2.1469
5116 | 11.8593 | 4.7036 | 0.21394 | 2.1423
5117 | 11.7874 | 4.4659 | 0.21481 | 2.1991
5118 | 11.8944 | 4.4627 | 0.20624 | 2.1695
5119 | 12.9799 | 4.6714 | 0.21884 | 2.3606
5120 | 12.912 | 4.5211 | 0.20688 | 2.2872
5121 | 14.6245 | 4.592 | 0.21426 | 2.214
5122 | 15.0243 | 4.6673 | 0.21549 | 2.5818
5123 | 15.8074 | 4.6575 | 0.21903 | 2.6687
5124 | 16.3792 | 4.4655 | 0.18732 | 2.8261
5125 | 15.9287 | 4.7965 | 0.22231 | 2.8715
5126 | 14.4265 | 4.5267 | 0.20653 | 3.2628
5127 | 13.7016 | 4.469 | 0.22735 | 4.4741
5128 | 12.6592 | 4.7126 | 0.23437 | 5.0053
5129 | 11.9997 | 4.5932 | 0.22097 | 4.1163
5130 | 11.4307 | 4.6395 | 0.20703 | 4.1601
5131 | 11.2736 | 4.5937 | 0.21823 | 2.9948
5132 | 11.7861 | 4.7069 | 0.22603 | 2.9592
5133 | 11.0666 | 4.439 | 0.20037 | 2.7411
5134 | 11.4238 | 4.602 | 0.20785 | 2.7441
5135 | 11.5823 | 4.4562 | 0.21725 | 2.4982
5136 | 11.9819 | 4.9382 | 0.19494 | 2.5554
5137 | 11.3443 | 4.7616 | 0.19092 | 2.0712
5138 | 11.6616 | 4.5904 | 0.2098 | 1.9261
5139 | 12.0429 | 4.2773 | 0.22934 | 2.0916
5140 | 12.2758 | 4.5662 | 0.19787 | 2.0515
5141 | 12.7067 | 4.6916 | 0.19071 | 2.0633
5142 | 11.9937 | 4.5417 | 0.20486 | 2.1319
5143 | 11.3879 | 4.9113 | 0.2033 | 2.123
5144 | 11.9773 | 4.6962 | 0.21055 | 2.2759
5145 | 11.8454 | 4.7372 | 0.19463 | 2.3506
5146 | 11.8003 | 4.5179 | 0.21476 | 2.3227
5147 | 11.8485 | 4.6356 | 0.21811 | 2.3497
5148 | 11.8863 | 4.5518 | 0.20439 | 2.4107
5149 | 11.0692 | 4.5272 | 0.19952 | 2.3012
5150 | 11.7291 | 4.5711 | 0.21448 | 2.2337
5151 | 11.8774 | 4.5143 | 0.22995 | 2.0831
5152 | 11.584 | 4.7647 | 0.19934 | 2.2251
5153 | 11.723 | 4.4116 | 0.21592 | 2.57
5154 | 11.5541 | 4.5145 | 0.21807 | 2.3639
5155 | 11.864 | 4.4214 | 0.2196 | 2.3492
5156 | 12.0543 | 4.3505 | 0.23431 | 2.1487
5157 | 11.8024 | 4.3916 | 0.21225 | 2.1671
5158 | 11.2695 | 4.7196 | 0.21662 | 2.0447
5159 | 12.0576 | 4.2054 | 0.20952 | 2.0567
5160 | 12.1941 | 4.682 | 0.2264 | 1.9363
5161 | 12.1409 | 4.4922 | 0.22846 | 1.9379
5162 | 11.6337 | 4.291 | 0.22862 | 1.9868
5163 | 11.981 | 4.386 | 0.21156 | 2.0426
5164 | 11.9005 | 4.6609 | 0.19558 | 2.0366
5165 | 11.6731 | 4.4078 | 0.21412 | 1.87
5166 | 11.779 | 4.4781 | 0.22396 | 1.8956
5167 | 11.7154 | 4.7552 | 0.24817 | 1.9373
5168 | 11.9625 | 4.8104 | 0.28811 | 2.1486
5169 | 11.729 | 4.8473 | 0.27519 | 1.9942
5170 | 11.6942 | 4.4484 | 0.2598 | 2.0915
5171 | 11.3259 | 4.5914 | 0.21199 | 2.223
5172 | 11.6549 | 4.5833 | 0.2114 | 2.3652
5173 | 11.4393 | 4.6292 | 0.23071 | 2.3481
5174 | 11.4096 | 4.4954 | 0.19887 | 2.2081
5175 | 11.7309 | 4.4642 | 0.21908 | 2.3281
5176 | 11.2077 | 4.8009 | 0.19394 | 2.4819
5177 | 11.9085 | 4.6861 | 0.21041 | 2.3733
5178 | 11.3436 | 4.4647 | 0.21095 | 2.2656
5179 | 11.8668 | 4.4358 | 0.21923 | 2.2344
5180 | 11.4758 | 4.3858 | 0.21594 | 2.0633
5181 | 12.082 | 4.3627 | 0.23184 | 2.0526
5182 | 11.575 | 4.466 | 0.21915 | 2.1258
5183 | 11.8591 | 4.4872 | 0.18789 | 2.2102
5184 | 12.0471 | 4.7232 | 0.22366 | 2.0231
5185 | 12.0282 | 4.4768 | 0.19808 | 2.0123
5186 | 12.0361 | 4.6428 | 0.21188 | 2.2188
5187 | 11.8832 | 4.5977 | 0.19751 | 2.0108
5188 | 12.0199 | 4.565 | 0.19367 | 2.0535
5189 | 11.8284 | 4.7425 | 0.22186 | 1.8624
5190 | 12.0891 | 4.7047 | 0.19591 | 1.9379
5191 | 12.6586 | 4.4491 | 0.22922 | 2.334
5192 | 13.3643 | 4.4985 | 0.20653 | 2.4065
5193 | 14.3145 | 4.5272 | 0.22089 | 2.4176
5194 | 14.9537 | 4.7888 | 0.21405 | 2.5579
5195 | 16.0402 | 4.67 | 0.22018 | 2.7855
5196 | 16.3612 | 4.6363 | 0.21135 | 2.8178
5197 | 16.5677 | 4.56 | 0.2062 | 2.7562
5198 | 15.0867 | 4.5533 | 0.20792 | 2.8612
5199 | 14.1994 | 4.6307 | 0.20145 | 2.7426
5200 | 12.323 | 4.4738 | 0.20234 | 3.005
5201 | 11.8003 | 4.7207 | 0.23795 | 3.6113
5202 | 11.3671 | 4.4597 | 0.21906 | 3.6189
5203 | 11.5463 | 4.5262 | 0.21999 | 2.9612
5204 | 11.3017 | 4.4769 | 0.22003 | 2.9635
5205 | 11.2752 | 4.2789 | 0.23781 | 2.6356
5206 | 11.5374 | 4.6017 | 0.2012 | 2.6318
5207 | 11.856 | 4.5932 | 0.23358 | 2.663
5208 | 11.5564 | 4.4057 | 0.20073 | 2.4066
5209 | 11.7988 | 4.5955 | 0.22017 | 2.1675
5210 | 11.5689 | 4.2845 | 0.22865 | 2.1442
5211 | 11.4685 | 4.6878 | 0.22283 | 2.2684
5212 | 11.9416 | 4.5168 | 0.20444 | 2.2269
5213 | 12.3089 | 4.5342 | 0.22193 | 2.0587
5214 | 12.0596 | 4.3477 | 0.22631 | 2.4079
5215 | 12.3919 | 4.2588 | 0.23619 | 2.2601
5216 | 13.2186 | 4.7056 | 0.22031 | 2.3378
5217 | 14.3845 | 4.7061 | 0.22181 | 2.5029
5218 | 15.5138 | 4.5897 | 0.2265 | 2.59
5219 | 16.3598 | 4.519 | 0.20379 | 2.5743
5220 | 16.6338 | 4.3141 | 0.22653 | 2.6258
5221 | 16.1841 | 4.1541 | 0.21823 | 2.8411
5222 | 15.6427 | 4.2466 | 0.21426 | 2.8311
5223 | 14.0597 | 4.6734 | 0.21445 | 2.8459
5224 | 12.5551 | 4.9379 | 0.21174 | 2.7974
5225 | 11.6165 | 4.5283 | 0.22595 | 2.7656
5226 | 11.5221 | 4.3434 | 0.19421 | 2.8008
5227 | 12.1576 | 4.663 | 0.20872 | 2.5579
5228 | 11.1859 | 4.6395 | 0.22142 | 2.6325
5229 | 11.847 | 4.6674 | 0.21507 | 2.4435
5230 | 11.9996 | 4.3785 | 0.20332 | 2.1682
5231 | 11.7373 | 4.6819 | 0.20167 | 2.2191
5232 | 11.9576 | 4.5591 | 0.21098 | 2.4036
5233 | 12.1878 | 4.4451 | 0.21618 | 2.116
5234 | 11.2012 | 4.3594 | 0.21172 | 2.1233
5235 | 12.3989 | 4.5894 | 0.21828 | 1.9174
5236 | 11.4972 | 4.6433 | 0.20937 | 2.0178
5237 | 12.3726 | 4.6621 | 0.20731 | 1.79
5238 | 12.5224 | 4.8469 | 0.21574 | 1.8597
5239 | 12.8779 | 4.488 | 0.22607 | 2.1133
5240 | 12.5941 | 4.7748 | 0.19845 | 2.3703
5241 | 14.6758 | 4.1446 | 0.20819 | 2.3807
5242 | 15.0259 | 4.6535 | 0.2025 | 2.6409
5243 | 16.3611 | 4.482 | 0.22658 | 2.6288
5244 | 16.0019 | 4.3832 | 0.20957 | 2.7633
5245 | 16.4071 | 4.8557 | 0.22543 | 2.8104
5246 | 15.6875 | 4.5301 | 0.23968 | 2.7169
5247 | 14.503 | 4.6238 | 0.19783 | 2.5777
5248 | 13.1452 | 4.3523 | 0.2097 | 2.74
5249 | 12.7069 | 4.4069 | 0.227 | 2.6245
5250 | 12.2646 | 4.4651 | 0.22284 | 2.3893
5251 | 11.685 | 4.4125 | 0.22613 | 2.2164
5252 | 11.8403 | 4.418 | 0.21731 | 2.1395
5253 | 12.3734 | 4.4958 | 0.22667 | 2.2459
5254 | 11.4785 | 4.5771 | 0.24194 | 2.1156
5255 | 11.9279 | 4.6208 | 0.22307 | 2.2473
5256 | 12.7176 | 4.4528 | 0.18842 | 2.1723
5257 | 12.4901 | 4.5186 | 0.21861 | 2.2208
5258 | 11.526 | 4.5502 | 0.21339 | 2.2328
5259 | 12.0955 | 4.6602 | 0.20632 | 2.1211
5260 | 12.4377 | 4.7284 | 0.20196 | 2.1669
5261 | 12.2546 | 4.3623 | 0.21796 | 2.154
5262 | 12.075 | 4.7166 | 0.22198 | 2.1033
5263 | 13.3276 | 4.5194 | 0.21967 | 2.1655
5264 | 13.1983 | 4.6079 | 0.19164 | 2.3936
5265 | 14.3728 | 4.7351 | 0.22979 | 2.336
5266 | 14.9042 | 4.6342 | 0.18622 | 2.5427
5267 | 16.4781 | 4.5071 | 0.23124 | 2.7198
5268 | 16.3649 | 4.3761 | 0.219 | 2.697
5269 | 16.2913 | 4.6718 | 0.21224 | 2.9097
5270 | 15.2723 | 4.6674 | 0.23168 | 3.1683
5271 | 13.3505 | 4.5193 | 0.21096 | 3.1254
5272 | 12.8438 | 4.6298 | 0.22202 | 2.7666
5273 | 12.0962 | 4.572 | 0.21036 | 2.9794
5274 | 11.4167 | 4.2909 | 0.1997 | 2.8922
5275 | 11.5016 | 4.6767 | 0.19356 | 2.6827
5276 | 11.1543 | 4.5538 | 0.21127 | 2.7135
5277 | 11.51 | 4.3899 | 0.20631 | 2.5183
5278 | 11.7765 | 4.4837 | 0.22529 | 2.6474
5279 | 11.7117 | 4.527 | 0.23111 | 2.3075
5280 | 11.5902 | 4.6076 | 0.19755 | 2.4582
5281 | 12.3238 | 4.3945 | 0.21783 | 2.041
5282 | 11.8172 | 4.7577 | 0.21622 | 2.3429
5283 | 12.0455 | 4.3139 | 0.2184 | 2.1228
5284 | 12.134 | 4.7693 | 0.1954 | 1.9543
5285 | 11.7457 | 4.4304 | 0.20929 | 1.9439
5286 | 12.7361 | 4.5543 | 0.21369 | 2.0923
5287 | 12.6409 | 4.3032 | 0.20864 | 2.2488
5288 | 13.0363 | 4.6405 | 0.20694 | 2.3627
5289 | 14.367 | 4.4232 | 0.20715 | 2.5767
5290 | 15.197 | 4.5651 | 0.22334 | 2.7553
5291 | 16.2384 | 4.6033 | 0.21527 | 2.8987
5292 | 17.2011 | 4.5086 | 0.23355 | 2.9565
5293 | 16.4458 | 4.1929 | 0.21333 | 2.8916
5294 | 15.3523 | 4.4449 | 0.21975 | 2.7012
5295 | 13.7998 | 4.7023 | 0.2179 | 3.0111
5296 | 12.671 | 4.499 | 0.2294 | 2.8083
5297 | 12.2285 | 4.5103 | 0.20467 | 2.5143
5298 | 12.0051 | 4.4115 | 0.23251 | 2.7137
5299 | 11.79 | 4.5517 | 0.2085 | 2.5124
5300 | 11.9944 | 4.4205 | 0.24435 | 2.3064
5301 | 11.3262 | 4.6048 | 0.2147 | 2.5746
5302 | 11.6867 | 4.7386 | 0.21094 | 2.369
5303 | 12.0873 | 4.4716 | 0.21647 | 2.262
5304 | 11.9203 | 4.6103 | 0.22178 | 2.1149
5305 | 12.5933 | 4.5826 | 0.22752 | 1.8682
5306 | 12.2538 | 4.9737 | 0.22204 | 1.9143
5307 | 12.6794 | 4.4213 | 0.22049 | 1.9789
5308 | 11.6741 | 4.4945 | 0.21613 | 2.1134
5309 | 11.7485 | 4.3553 | 0.20772 | 2.0483
5310 | 11.2641 | 4.532 | 0.20197 | 1.9387
5311 | 11.9394 | 4.4067 | 0.22054 | 2.2273
5312 | 11.1796 | 4.6061 | 0.23212 | 2.2818
5313 | 11.3229 | 4.3031 | 0.21481 | 2.5415
5314 | 10.8966 | 4.3709 | 0.22156 | 3.1177
5315 | 10.6123 | 4.5374 | 0.22845 | 4.3619
5316 | 11.123 | 4.5537 | 0.20823 | 3.8195
5317 | 10.9309 | 4.6793 | 0.19353 | 3.9827
5318 | 11.6034 | 4.4892 | 0.21734 | 3.7313
5319 | 11.3603 | 4.6232 | 0.2027 | 4.0465
5320 | 11.5377 | 4.7204 | 0.20879 | 3.9131
5321 | 11.0629 | 4.554 | 0.22868 | 3.2533
5322 | 10.9319 | 4.4675 | 0.2202 | 2.5787
5323 | 11.3948 | 4.5406 | 0.22793 | 2.3822
5324 | 11.0538 | 4.2853 | 0.19986 | 2.4032
5325 | 11.5081 | 4.3324 | 0.22285 | 2.1608
5326 | 12.0656 | 4.821 | 0.18606 | 2.1458
5327 | 11.354 | 4.5832 | 0.20329 | 2.2723
5328 | 11.8113 | 4.4512 | 0.22859 | 2.0736
5329 | 11.2775 | 4.7057 | 0.2156 | 2.3177
5330 | 11.8786 | 4.447 | 0.2067 | 2.006
5331 | 12.1272 | 4.6657 | 0.19944 | 2.0592
5332 | 12.3614 | 4.4343 | 0.21656 | 2.1465
5333 | 11.8912 | 4.4036 | 0.20743 | 2.1529
5334 | 11.7278 | 4.5761 | 0.20566 | 1.9108
5335 | 12.0125 | 4.7272 | 0.21628 | 2.1028
5336 | 11.7173 | 4.3189 | 0.22508 | 2.216
5337 | 11.6693 | 4.6457 | 0.22972 | 2.4718
5338 | 11.2687 | 4.3739 | 0.21692 | 2.4532
5339 | 11.2633 | 4.4702 | 0.21539 | 3.5627
5340 | 10.9595 | 4.9642 | 0.2095 | 4.5618
5341 | 11.4257 | 4.6675 | 0.20976 | 5.5159
5342 | 10.6577 | 4.2965 | 0.22548 | 5.9363
5343 | 11.1796 | 4.6312 | 0.19783 | 6.0519
5344 | 10.5967 | 4.6566 | 0.21838 | 6.081
5345 | 10.5629 | 4.5561 | 0.22392 | 5.7964
5346 | 10.768 | 4.4625 | 0.21257 | 4.9057
5347 | 11.5443 | 4.5962 | 0.2262 | 3.7924
5348 | 11.0819 | 4.519 | 0.23467 | 2.5305
5349 | 11.504 | 4.5868 | 0.20878 | 2.3401
5350 | 10.8623 | 4.4384 | 0.20935 | 2.3757
5351 | 11.5585 | 4.7702 | 0.24452 | 2.3254
5352 | 11.9041 | 4.5488 | 0.22584 | 2.0606
5353 | 11.7988 | 4.3776 | 0.20586 | 2.5509
5354 | 11.7763 | 4.727 | 0.22716 | 2.3718
5355 | 11.7884 | 4.3832 | 0.20334 | 2.2701
5356 | 12.1779 | 4.0869 | 0.21083 | 2.3662
5357 | 11.4138 | 4.5987 | 0.23095 | 2.1671
5358 | 12.3756 | 4.6869 | 0.20377 | 2.2755
5359 | 12.647 | 4.6936 | 0.21666 | 2.5803
5360 | 13.7084 | 4.6485 | 0.22091 | 2.4689
5361 | 13.894 | 4.4443 | 0.23201 | 2.9157
5362 | 14.4154 | 4.3702 | 0.20724 | 4.4577
5363 | 15.9907 | 4.7293 | 0.19841 | 7.4912
5364 | 16.1111 | 4.3738 | 0.22435 | 9.7828
5365 | 15.5219 | 4.6384 | 0.2176 | 11.6443
5366 | 14.1661 | 4.5473 | 0.23793 | 12.9971
5367 | 12.7329 | 4.5829 | 0.22063 | 13.4541
5368 | 11.8938 | 4.5527 | 0.21 | 13.6375
5369 | 11.2265 | 4.5374 | 0.19971 | 12.9775
5370 | 10.9169 | 4.5752 | 0.23255 | 11.1673
5371 | 11.5127 | 4.2041 | 0.22516 | 8.8637
5372 | 10.8141 | 4.7961 | 0.21004 | 6.2233
5373 | 11.1587 | 4.6062 | 0.21284 | 3.4352
5374 | 11.5996 | 4.3581 | 0.22137 | 2.7357
5375 | 12.3045 | 4.734 | 0.20414 | 2.8146
5376 | 11.6665 | 4.5054 | 0.21155 | 2.5048
5377 | 11.3393 | 4.3893 | 0.21238 | 2.4141
5378 | 11.8528 | 4.5823 | 0.22367 | 2.2653
5379 | 11.836 | 4.4241 | 0.22286 | 2.2515
5380 | 12.4393 | 4.5922 | 0.20838 | 2.196
5381 | 11.8881 | 4.6199 | 0.21006 | 2.002
5382 | 12.0331 | 4.3251 | 0.22673 | 1.9975
5383 | 12.6166 | 4.4251 | 0.23338 | 2.303
5384 | 12.9967 | 4.3791 | 0.2042 | 2.4998
5385 | 13.5254 | 4.6768 | 0.22652 | 2.6503
5386 | 14.6286 | 4.4018 | 0.23214 | 2.7075
5387 | 16.3329 | 4.314 | 0.22074 | 2.9119
5388 | 16.0697 | 4.9717 | 0.2231 | 4.8002
5389 | 16.3845 | 4.5576 | 0.23447 | 6.324
5390 | 15.3069 | 4.617 | 0.22695 | 7.3646
5391 | 13.2446 | 4.4596 | 0.22008 | 7.8763
5392 | 12.5464 | 4.4577 | 0.1878 | 7.9126
5393 | 11.75 | 4.5635 | 0.22363 | 6.8485
5394 | 11.0734 | 4.3607 | 0.18972 | 5.4807
5395 | 11.044 | 4.4633 | 0.20368 | 3.1871
5396 | 11.3567 | 4.6305 | 0.19068 | 2.8687
5397 | 11.7769 | 4.293 | 0.213 | 2.9682
5398 | 11.6091 | 4.4288 | 0.21023 | 2.6529
5399 | 11.8505 | 4.2723 | 0.18732 | 2.5595
5400 | 11.5487 | 4.8069 | 0.22564 | 2.4316
5401 | 11.7939 | 4.4339 | 0.21702 | 2.4246
5402 | 11.7948 | 4.6991 | 0.24372 | 2.3862
5403 | 12.5511 | 4.409 | 0.21225 | 2.3141
5404 | 11.6717 | 4.7764 | 0.20387 | 1.9611
5405 | 12.0404 | 4.6106 | 0.21312 | 2.1042
5406 | 12.153 | 4.564 | 0.22273 | 2.3266
5407 | 12.4725 | 4.3738 | 0.20874 | 2.4668
5408 | 12.5647 | 4.4759 | 0.21568 | 2.6478
5409 | 13.9227 | 4.6773 | 0.22862 | 3.0151
5410 | 14.6691 | 4.7619 | 0.20309 | 4.5545
5411 | 15.8192 | 4.4916 | 0.21305 | 7.7401
5412 | 16.341 | 4.6911 | 0.23356 | 10.1803
5413 | 15.5631 | 4.3344 | 0.19251 | 12.174
5414 | 14.4858 | 4.628 | 0.21034 | 13.3881
5415 | 12.8481 | 4.4556 | 0.20493 | 14.2923
5416 | 11.9464 | 4.5209 | 0.21516 | 14.2335
5417 | 10.7404 | 4.1442 | 0.22145 | 13.4465
5418 | 11.3814 | 4.4552 | 0.21209 | 11.5673
5419 | 10.9483 | 4.6371 | 0.20183 | 9.4164
5420 | 10.9045 | 4.519 | 0.22461 | 6.749
5421 | 11.2049 | 4.6131 | 0.21394 | 4.7486
5422 | 11.384 | 4.4302 | 0.2278 | 2.9247
5423 | 11.4361 | 4.3646 | 0.2223 | 2.8228
5424 | 11.0118 | 4.4336 | 0.21764 | 2.7847
5425 | 11.496 | 4.4206 | 0.19194 | 2.5211
5426 | 11.5711 | 4.5297 | 0.2039 | 2.6424
5427 | 11.4049 | 4.4804 | 0.21089 | 2.6095
5428 | 11.1714 | 4.4845 | 0.21076 | 2.5079
5429 | 11.7981 | 4.4093 | 0.22228 | 2.3898
5430 | 11.8408 | 4.6561 | 0.2123 | 2.5962
5431 | 12.2409 | 4.3689 | 0.20828 | 2.5621
5432 | 12.8793 | 4.6256 | 0.20151 | 2.3469
5433 | 13.8176 | 4.7879 | 0.21587 | 2.7769
5434 | 15.429 | 4.4172 | 0.20103 | 2.8407
5435 | 16.4612 | 4.8219 | 0.20523 | 2.901
5436 | 16.7377 | 4.5585 | 0.21996 | 3.2416
5437 | 15.9818 | 4.8196 | 0.19678 | 4.0672
5438 | 14.2842 | 4.6417 | 0.24355 | 4.7102
5439 | 13.6951 | 4.6243 | 0.20819 | 4.93
5440 | 12.6097 | 4.5148 | 0.2199 | 5.1941
5441 | 11.7484 | 4.3975 | 0.21528 | 4.4932
5442 | 11.2722 | 4.346 | 0.22524 | 3.5515
5443 | 11.1846 | 4.5519 | 0.19835 | 2.6647
5444 | 11.57 | 4.6496 | 0.20728 | 3.0392
5445 | 11.5041 | 4.4718 | 0.21395 | 2.9124
5446 | 11.6887 | 4.4703 | 0.20156 | 2.5794
5447 | 11.8738 | 4.4749 | 0.21875 | 2.5688
5448 | 11.5256 | 4.6498 | 0.23195 | 2.7007
5449 | 11.1965 | 4.5811 | 0.2017 | 2.5265
5450 | 11.9281 | 4.6852 | 0.20935 | 2.5281
5451 | 12.0467 | 4.3479 | 0.21999 | 2.3822
5452 | 11.6784 | 4.5901 | 0.21443 | 2.4287
5453 | 11.4793 | 4.3633 | 0.22602 | 2.5171
5454 | 11.7492 | 4.6127 | 0.2295 | 2.3657
5455 | 12.4285 | 4.7705 | 0.21994 | 2.7004
5456 | 12.7411 | 4.6418 | 0.21874 | 2.629
5457 | 13.4526 | 4.6216 | 0.21014 | 2.9309
5458 | 15.1289 | 4.3592 | 0.23077 | 2.738
5459 | 16.0949 | 4.4451 | 0.23467 | 3.0708
5460 | 16.5492 | 4.3741 | 0.21449 | 3.0569
5461 | 16.4288 | 4.6157 | 0.22112 | 3.7444
5462 | 14.7255 | 4.6333 | 0.2195 | 4.5357
5463 | 13.9145 | 4.582 | 0.21068 | 4.7159
5464 | 12.3692 | 4.5616 | 0.2138 | 4.8763
5465 | 11.6795 | 4.682 | 0.21011 | 4.9224
5466 | 11.351 | 4.4325 | 0.20554 | 3.9913
5467 | 10.732 | 4.5232 | 0.18393 | 2.8378
5468 | 10.8275 | 4.3451 | 0.20648 | 2.9094
5469 | 11.8062 | 4.6612 | 0.22196 | 2.864
5470 | 12.0029 | 4.8118 | 0.21606 | 2.8805
5471 | 10.9251 | 4.4346 | 0.21702 | 2.7639
5472 | 11.457 | 4.5866 | 0.22769 | 2.5297
5473 | 11.5501 | 4.4458 | 0.22092 | 2.1799
5474 | 10.7305 | 4.7636 | 0.22222 | 2.404
5475 | 11.5953 | 4.6682 | 0.2134 | 2.3256
5476 | 11.5088 | 4.4901 | 0.20362 | 2.3028
5477 | 11.9353 | 4.4838 | 0.22881 | 2.3891
5478 | 11.5207 | 4.4953 | 0.20106 | 2.4836
5479 | 11.6383 | 4.3424 | 0.22324 | 2.4004
5480 | 11.86 | 4.5908 | 0.20927 | 2.4029
5481 | 10.9047 | 4.7488 | 0.19253 | 2.6024
5482 | 11.3763 | 4.4702 | 0.19626 | 2.5809
5483 | 11.5982 | 4.8633 | 0.22049 | 3.2688
5484 | 11.0897 | 4.2803 | 0.22907 | 4.2815
5485 | 11.0768 | 4.291 | 0.21203 | 4.7971
5486 | 10.6834 | 4.6655 | 0.22128 | 5.0798
5487 | 10.7896 | 4.7477 | 0.18765 | 5.5351
5488 | 10.9164 | 4.3306 | 0.23552 | 5.7434
5489 | 10.5777 | 4.305 | 0.21516 | 5.9323
5490 | 11.449 | 4.8074 | 0.232 | 5.9666
5491 | 10.8058 | 4.7843 | 0.22168 | 5.4838
5492 | 10.9556 | 4.5415 | 0.20461 | 4.5066
5493 | 11.1697 | 4.38 | 0.23682 | 4.0381
5494 | 11.5431 | 4.4663 | 0.20231 | 3.4247
5495 | 10.7385 | 4.6519 | 0.22098 | 2.9318
5496 | 11.465 | 4.4321 | 0.20806 | 2.539
5497 | 11.2658 | 4.5123 | 0.19859 | 2.2679
5498 | 11.2659 | 4.4834 | 0.19505 | 2.4405
5499 | 11.2799 | 4.5225 | 0.22326 | 2.195
5500 | 10.8024 | 4.7232 | 0.1998 | 2.2807
5501 | 11.5496 | 4.7741 | 0.21293 | 2.2421
5502 | 11.8198 | 4.5812 | 0.22276 | 2.3504
5503 | 11.158 | 4.573 | 0.23111 | 2.4396
5504 | 11.7829 | 4.5286 | 0.23183 | 2.8965
5505 | 11.0201 | 4.6833 | 0.21156 | 4.3932
5506 | 10.8379 | 4.6226 | 0.20576 | 5.7826
5507 | 10.6925 | 4.4042 | 0.20219 | 7.2537
5508 | 11.0949 | 4.6787 | 0.18292 | 8.382
5509 | 10.5657 | 4.4134 | 0.21212 | 9.3006
5510 | 9.9129 | 4.3634 | 0.20947 | 9.998
5511 | 10.4724 | 4.5509 | 0.23217 | 10.3172
5512 | 10.2588 | 4.2434 | 0.19955 | 10.3069
5513 | 10.6998 | 4.6665 | 0.23727 | 9.8671
5514 | 10.9756 | 4.8927 | 0.21031 | 8.9148
5515 | 10.3245 | 4.5088 | 0.22974 | 8.0249
5516 | 10.5699 | 4.4722 | 0.23492 | 6.6922
5517 | 11.2432 | 4.769 | 0.23084 | 6.0379
5518 | 10.6817 | 4.647 | 0.23236 | 5.4492
5519 | 10.7774 | 4.4567 | 0.20657 | 4.8241
5520 | 10.7497 | 4.4337 | 0.20777 | 4.0855
5521 | 10.8474 | 4.719 | 0.20691 | 5.4705
5522 | 10.9808 | 4.381 | 0.18118 | 4.6509
5523 | 11.355 | 4.6513 | 0.22206 | 4.0786
5524 | 11.3151 | 4.6423 | 0.20797 | 3.3456
5525 | 11.3361 | 4.8627 | 0.22919 | 3.2614
5526 | 11.4498 | 4.6262 | 0.21419 | 3.6845
5527 | 11.1373 | 4.3598 | 0.22148 | 6.6804
5528 | 12.2689 | 4.6138 | 0.22291 | 9.8328
5529 | 13.0305 | 4.3602 | 0.208 | 12.6749
5530 | 14.1236 | 4.7667 | 0.21401 | 15.433
5531 | 14.969 | 4.494 | 0.20237 | 18.2831
5532 | 15.6564 | 4.661 | 0.20459 | 19.4562
5533 | 15.7307 | 4.2096 | 0.21901 | 19.2236
5534 | 14.0021 | 4.2719 | 0.22843 | 18.1192
5535 | 12.8348 | 4.7612 | 0.22214 | 17.1394
5536 | 11.4387 | 4.6986 | 0.18674 | 16.1411
5537 | 11.2566 | 4.5901 | 0.23558 | 15.0299
5538 | 11.0899 | 4.6711 | 0.2146 | 14.1445
5539 | 11.1357 | 4.4862 | 0.21295 | 12.5632
5540 | 10.6213 | 4.7894 | 0.21021 | 11.0786
5541 | 10.9939 | 4.4979 | 0.20671 | 9.0923
5542 | 10.8004 | 4.572 | 0.21997 | 7.6418
5543 | 10.7416 | 4.1654 | 0.22963 | 5.3312
5544 | 10.7819 | 4.4236 | 0.19868 | 3.5426
5545 | 11.2228 | 4.5576 | 0.23339 | 2.9327
5546 | 11.6044 | 4.4231 | 0.2224 | 2.9554
5547 | 11.4955 | 4.5137 | 0.2287 | 2.6983
5548 | 11.2195 | 4.7183 | 0.18869 | 2.8329
5549 | 11.7702 | 4.3229 | 0.22099 | 2.7434
5550 | 12.1629 | 4.6717 | 0.21948 | 2.4814
5551 | 11.6494 | 4.3692 | 0.20663 | 2.7443
5552 | 12.9747 | 4.4862 | 0.19395 | 2.9258
5553 | 13.5859 | 4.3862 | 0.20224 | 4.948
5554 | 14.7599 | 4.6194 | 0.21082 | 7.7628
5555 | 15.8463 | 4.7019 | 0.21575 | 9.9486
5556 | 16.4017 | 4.3878 | 0.19813 | 11.7762
5557 | 15.7704 | 4.6612 | 0.21536 | 13.2583
5558 | 14.6796 | 4.455 | 0.20056 | 14.2505
5559 | 13.6178 | 4.4803 | 0.20183 | 14.6769
5560 | 12.1032 | 4.3268 | 0.21643 | 14.6522
5561 | 11.5736 | 4.4789 | 0.2211 | 13.8827
5562 | 11.0973 | 4.4455 | 0.19318 | 12.4968
5563 | 10.8872 | 4.5016 | 0.21087 | 10.6356
5564 | 11.0433 | 4.3521 | 0.22774 | 8.5389
5565 | 11.4951 | 4.5409 | 0.20992 | 6.1701
5566 | 11.3658 | 4.4131 | 0.2053 | 3.3484
5567 | 11.0342 | 4.3563 | 0.21541 | 2.9213
5568 | 11.3581 | 4.4488 | 0.21145 | 2.7806
5569 | 11.8766 | 4.5243 | 0.20687 | 2.6196
5570 | 11.9787 | 4.4439 | 0.22659 | 2.5523
5571 | 11.8247 | 4.6747 | 0.20948 | 2.3662
5572 | 12.1752 | 4.2646 | 0.20431 | 2.4459
5573 | 12.4931 | 4.5754 | 0.22417 | 2.3012
5574 | 12.3246 | 4.3932 | 0.20352 | 2.3593
5575 | 11.9875 | 4.5481 | 0.22854 | 2.3833
5576 | 13.0478 | 4.7411 | 0.20886 | 2.692
5577 | 14.0891 | 4.4339 | 0.20938 | 2.8381
5578 | 15.6444 | 4.6619 | 0.21155 | 2.9105
5579 | 16.2048 | 4.512 | 0.20338 | 5.0529
5580 | 15.958 | 4.5399 | 0.21335 | 6.9297
5581 | 15.854 | 4.6979 | 0.19581 | 8.4797
5582 | 14.4007 | 4.6893 | 0.22077 | 9.5121
5583 | 13.2087 | 4.3602 | 0.21551 | 9.7929
5584 | 12.6093 | 4.7753 | 0.22293 | 10.0045
5585 | 11.5361 | 4.7316 | 0.19347 | 9.2099
5586 | 11.4513 | 4.8353 | 0.22176 | 7.4508
5587 | 11.5823 | 4.6199 | 0.20394 | 5.3212
5588 | 11.1178 | 4.6594 | 0.23434 | 3.3908
5589 | 11.3248 | 4.3772 | 0.21724 | 3.1037
5590 | 11.4617 | 4.5243 | 0.20153 | 2.8276
5591 | 11.4455 | 4.6235 | 0.2562 | 2.7727
5592 | 11.3643 | 4.6628 | 0.2168 | 2.5851
5593 | 11.1525 | 4.5986 | 0.17745 | 2.3264
5594 | 11.616 | 4.4315 | 0.22198 | 2.4824
5595 | 12.2124 | 4.582 | 0.2117 | 2.194
5596 | 12.095 | 4.4655 | 0.21093 | 2.4287
5597 | 12.1684 | 4.7654 | 0.20079 | 2.3581
5598 | 12.4561 | 4.4754 | 0.20905 | 2.4158
5599 | 12.4972 | 4.4104 | 0.18952 | 2.2175
5600 | 12.6975 | 4.6109 | 0.21997 | 2.2828
5601 | 13.7941 | 4.5534 | 0.20871 | 2.6957
5602 | 15.4208 | 4.4693 | 0.21629 | 2.5514
5603 | 16.3259 | 4.2964 | 0.23293 | 2.6881
5604 | 16.7626 | 4.5937 | 0.22602 | 2.7488
5605 | 15.8672 | 4.8515 | 0.20887 | 2.8214
5606 | 14.4768 | 4.5398 | 0.22625 | 3.0518
5607 | 14.2475 | 4.8314 | 0.21444 | 2.9565
5608 | 12.8865 | 4.7325 | 0.1773 | 2.8455
5609 | 11.8138 | 4.6921 | 0.20667 | 2.8954
5610 | 11.7185 | 4.4848 | 0.22407 | 2.669
5611 | 10.8999 | 4.6659 | 0.19361 | 2.6437
5612 | 11.2403 | 4.6536 | 0.24112 | 2.5699
5613 | 12.2139 | 4.7507 | 0.21378 | 2.4669
5614 | 11.5785 | 4.2806 | 0.23321 | 2.5253
5615 | 11.2795 | 4.5258 | 0.22215 | 2.3551
5616 | 12.4285 | 4.6372 | 0.20859 | 2.3264
5617 | 12.0017 | 4.8445 | 0.19757 | 2.356
5618 | 12.0648 | 4.623 | 0.22221 | 2.2743
5619 | 11.8881 | 4.4557 | 0.20819 | 2.2342
5620 | 12.2164 | 4.5221 | 0.21121 | 2.3154
5621 | 12.0743 | 4.344 | 0.21248 | 2.2603
5622 | 12.2263 | 4.5696 | 0.21718 | 2.3474
5623 | 12.8778 | 4.7003 | 0.22396 | 2.1902
5624 | 13.3779 | 4.6597 | 0.20388 | 2.3985
5625 | 14.0767 | 4.5466 | 0.21685 | 2.5135
5626 | 15.5301 | 4.7276 | 0.23807 | 2.4025
5627 | 16.0326 | 4.5185 | 0.19483 | 2.5494
5628 | 17.2763 | 4.5075 | 0.23055 | 2.7514
5629 | 16.0556 | 4.6164 | 0.22259 | 2.6981
5630 | 15.1389 | 4.5192 | 0.23498 | 2.9662
5631 | 12.9144 | 4.5161 | 0.20844 | 3.1543
5632 | 12.7313 | 4.1314 | 0.18668 | 4.0223
5633 | 11.5612 | 4.2503 | 0.2022 | 4.1177
5634 | 11.4346 | 4.4024 | 0.20955 | 3.9932
5635 | 11.2807 | 4.4045 | 0.23 | 2.9395
5636 | 11.5905 | 4.4333 | 0.21268 | 2.8917
5637 | 11.5931 | 4.7966 | 0.21015 | 2.8651
5638 | 11.3912 | 4.7466 | 0.20012 | 2.7925
5639 | 11.6775 | 4.4104 | 0.19964 | 2.5468
5640 | 11.6812 | 4.5804 | 0.21952 | 2.5168
5641 | 11.7948 | 4.6181 | 0.22391 | 2.3511
5642 | 12.0337 | 4.4621 | 0.19322 | 2.1844
5643 | 12.5545 | 4.8372 | 0.2235 | 2.0498
5644 | 12.194 | 4.6927 | 0.2315 | 2.0906
5645 | 12.036 | 4.4305 | 0.22372 | 2.1114
5646 | 12.0074 | 4.4552 | 0.19517 | 1.9423
5647 | 12.0547 | 4.4851 | 0.21303 | 2.0537
5648 | 12.0332 | 4.6727 | 0.21591 | 2.2668
5649 | 10.8189 | 4.5231 | 0.22341 | 2.3283
5650 | 11.0729 | 4.5068 | 0.1969 | 2.4461
5651 | 11.0145 | 4.4524 | 0.19085 | 3.2597
5652 | 11.3575 | 4.4476 | 0.21751 | 4.2834
5653 | 11.0618 | 4.6172 | 0.22554 | 5.08
5654 | 11.1139 | 4.8637 | 0.2125 | 5.5705
5655 | 10.776 | 4.2827 | 0.21235 | 5.9443
5656 | 10.6446 | 4.8338 | 0.22129 | 5.9437
5657 | 10.7245 | 4.5688 | 0.23722 | 5.3584
5658 | 10.6327 | 4.5419 | 0.23439 | 4.739
5659 | 11.1443 | 4.6358 | 0.23067 | 3.6021
5660 | 10.8991 | 4.401 | 0.2251 | 2.6778
5661 | 10.9709 | 4.4823 | 0.21775 | 2.4945
5662 | 10.8879 | 4.2633 | 0.21509 | 2.3535
5663 | 11.6167 | 4.7313 | 0.23358 | 2.1935
5664 | 11.4133 | 4.5717 | 0.21987 | 2.162
5665 | 11.9742 | 4.8211 | 0.23248 | 2.1141
5666 | 11.8719 | 4.5385 | 0.203 | 2.1764
5667 | 11.7863 | 4.4844 | 0.21771 | 2.3446
5668 | 11.538 | 4.4731 | 0.21732 | 2.4357
5669 | 11.5877 | 4.6205 | 0.21702 | 2.1806
5670 | 11.6046 | 4.5282 | 0.20801 | 2.244
5671 | 11.3673 | 4.6957 | 0.23053 | 2.2417
5672 | 10.9285 | 4.5959 | 0.20359 | 2.3997
5673 | 11.1486 | 4.7115 | 0.2357 | 2.9512
5674 | 11.4864 | 4.3956 | 0.21663 | 4.3685
5675 | 11.261 | 4.5886 | 0.21112 | 5.7655
5676 | 10.8532 | 4.6186 | 0.21077 | 7.3079
5677 | 10.5885 | 4.6045 | 0.23155 | 8.3394
5678 | 10.4337 | 4.4815 | 0.20825 | 8.9403
5679 | 10.1405 | 4.4461 | 0.22263 | 9.0582
5680 | 10.2107 | 4.4336 | 0.21182 | 9.1747
5681 | 10.5747 | 4.562 | 0.21895 | 8.9203
5682 | 10.52 | 4.4539 | 0.19924 | 8.0075
5683 | 11.4664 | 4.4176 | 0.22225 | 6.7507
5684 | 11.0528 | 4.7562 | 0.21928 | 5.5729
5685 | 11.1 | 4.6171 | 0.22917 | 4.2927
5686 | 11.2767 | 4.4361 | 0.22599 | 2.9639
5687 | 10.8888 | 4.4895 | 0.21238 | 2.5007
5688 | 11.9217 | 4.1969 | 0.2002 | 2.4634
5689 | 11.1901 | 4.415 | 0.21589 | 2.732
5690 | 11.9932 | 4.597 | 0.21953 | 2.6288
5691 | 11.467 | 4.2293 | 0.20799 | 2.4825
5692 | 11.8827 | 4.5154 | 0.19985 | 2.283
5693 | 11.9883 | 4.3291 | 0.21797 | 2.2741
5694 | 11.436 | 4.4356 | 0.21644 | 2.2601
5695 | 12.4833 | 4.7816 | 0.19698 | 2.2643
5696 | 13.2851 | 4.3569 | 0.21634 | 2.7914
5697 | 14.0847 | 4.4831 | 0.2135 | 2.8623
5698 | 14.9892 | 4.359 | 0.21751 | 3.2801
5699 | 15.914 | 4.3237 | 0.20784 | 6.1229
5700 | 15.5783 | 4.3842 | 0.21316 | 8.3202
5701 | 16.1223 | 4.7644 | 0.21719 | 10.1128
5702 | 14.4374 | 4.1773 | 0.20561 | 11.2529
5703 | 13.1706 | 4.7065 | 0.21006 | 11.6143
5704 | 11.9294 | 4.3842 | 0.21743 | 11.44
5705 | 11.7397 | 4.575 | 0.22253 | 10.4132
5706 | 10.9659 | 4.5726 | 0.21218 | 8.9455
5707 | 11.9088 | 4.5352 | 0.21498 | 6.8864
5708 | 10.7485 | 4.5195 | 0.21691 | 4.5173
5709 | 11.5149 | 4.5052 | 0.19605 | 2.9977
5710 | 11.5949 | 4.6315 | 0.21838 | 2.7673
5711 | 11.1309 | 4.591 | 0.21303 | 2.5656
5712 | 11.8692 | 4.4231 | 0.22882 | 2.6981
5713 | 12.1463 | 4.3294 | 0.20363 | 2.565
5714 | 11.2637 | 4.5968 | 0.21296 | 2.285
5715 | 11.6697 | 4.4572 | 0.22791 | 2.4138
5716 | 12.316 | 4.3788 | 0.20085 | 2.5169
5717 | 11.6314 | 4.5434 | 0.21946 | 2.484
5718 | 12.1655 | 4.616 | 0.22408 | 2.34
5719 | 12.5463 | 4.2341 | 0.21939 | 2.4184
5720 | 13.06 | 4.5976 | 0.22819 | 2.7917
5721 | 13.9457 | 4.5303 | 0.21978 | 2.9169
5722 | 14.757 | 4.4628 | 0.21337 | 5.993
5723 | 15.9671 | 4.4551 | 0.20406 | 8.942
5724 | 15.9762 | 4.5863 | 0.17572 | 11.2233
5725 | 15.5901 | 4.7534 | 0.22918 | 12.9341
5726 | 13.8553 | 4.4533 | 0.20672 | 14.2203
5727 | 13.2183 | 4.3256 | 0.23138 | 14.7416
5728 | 11.5027 | 4.6186 | 0.20175 | 14.5292
5729 | 11.1948 | 4.7513 | 0.21894 | 13.9042
5730 | 11.1681 | 4.4435 | 0.22887 | 11.9362
5731 | 10.6359 | 4.371 | 0.22596 | 9.7227
5732 | 10.3482 | 4.8125 | 0.23824 | 7.4858
5733 | 10.8125 | 4.3986 | 0.21748 | 6.0806
5734 | 10.7609 | 4.5462 | 0.22313 | 4.9517
5735 | 11.4565 | 4.7245 | 0.20073 | 3.7582
5736 | 11.5755 | 4.5091 | 0.19232 | 2.8886
5737 | 11.3425 | 4.288 | 0.20905 | 2.8528
5738 | 11.8384 | 4.8284 | 0.21385 | 2.9145
5739 | 11.662 | 4.6488 | 0.20894 | 2.8143
5740 | 12.04 | 4.5973 | 0.22222 | 2.7433
5741 | 11.6579 | 4.3517 | 0.2072 | 2.76
5742 | 11.5778 | 4.7209 | 0.21309 | 2.984
5743 | 12.0144 | 4.5726 | 0.22675 | 2.9223
5744 | 12.6599 | 4.6776 | 0.21771 | 2.9707
5745 | 13.7456 | 4.7172 | 0.20594 | 3.1406
5746 | 14.7592 | 4.6622 | 0.19862 | 4.2799
5747 | 15.8725 | 4.5658 | 0.20411 | 5.3991
5748 | 16.8692 | 4.6055 | 0.19319 | 5.5426
5749 | 15.6789 | 4.6689 | 0.20258 | 4.7218
5750 | 15.2617 | 4.6335 | 0.19902 | 7.1161
5751 | 13.5442 | 4.6338 | 0.21762 | 7.2291
5752 | 12.6194 | 4.3974 | 0.21749 | 7.4333
5753 | 11.7627 | 4.6019 | 0.22514 | 7.0248
5754 | 11.3644 | 4.3642 | 0.19899 | 6.3438
5755 | 11.13 | 4.3845 | 0.2104 | 5.4782
5756 | 11.118 | 4.3334 | 0.20821 | 4.56
5757 | 11.5515 | 4.6153 | 0.2321 | 3.6559
5758 | 10.6162 | 4.3845 | 0.21292 | 2.9572
5759 | 10.6686 | 4.4542 | 0.22323 | 2.6606
5760 | 10.6871 | 4.4156 | 0.21747 | 2.9491
5761 | 11.5096 | 4.4942 | 0.2171 | 2.7369
5762 | 11.3622 | 4.7324 | 0.21318 | 2.7192
5763 | 11.6546 | 4.5408 | 0.21668 | 2.6012
5764 | 11.8697 | 4.3136 | 0.22655 | 2.6012
5765 | 12.2193 | 4.4732 | 0.2023 | 2.7583
5766 | 12.1597 | 4.6976 | 0.20336 | 2.7175
5767 | 12.0084 | 4.743 | 0.21889 | 2.7515
5768 | 12.7429 | 4.3311 | 0.22416 | 2.861
5769 | 14.1266 | 4.6654 | 0.21009 | 2.7071
5770 | 15.1074 | 4.6962 | 0.22316 | 3.0062
5771 | 15.8026 | 4.294 | 0.22289 | 2.9564
5772 | 16.763 | 4.4662 | 0.21239 | 3.9147
5773 | 15.5652 | 4.5496 | 0.21885 | 5.0875
5774 | 14.6652 | 4.8534 | 0.2327 | 5.6625
5775 | 13.8156 | 4.4033 | 0.22999 | 5.7402
5776 | 12.4447 | 4.6168 | 0.20036 | 5.9208
5777 | 11.7511 | 4.6775 | 0.22816 | 5.27
5778 | 11.2407 | 4.3895 | 0.23445 | 4.6725
5779 | 11.226 | 4.4979 | 0.21552 | 3.7281
5780 | 10.8917 | 4.7565 | 0.21054 | 2.9352
5781 | 11.4074 | 4.4816 | 0.21768 | 3.0114
5782 | 10.9006 | 4.4693 | 0.19644 | 2.9041
5783 | 11.679 | 4.6589 | 0.20553 | 2.8691
5784 | 11.2574 | 4.3156 | 0.20404 | 2.6957
5785 | 11.8803 | 4.687 | 0.19968 | 2.5573
5786 | 11.1066 | 4.5004 | 0.21569 | 2.6963
5787 | 11.5269 | 4.3315 | 0.19284 | 2.7385
5788 | 11.755 | 4.544 | 0.20483 | 2.3927
5789 | 11.6367 | 4.3574 | 0.18233 | 2.4503
5790 | 12.0749 | 4.7447 | 0.20503 | 2.5764
5791 | 11.7698 | 4.3779 | 0.20747 | 2.5614
5792 | 12.8165 | 4.5389 | 0.19279 | 2.8045
5793 | 13.7074 | 4.5139 | 0.21657 | 3.0345
5794 | 14.6279 | 4.6771 | 0.21342 | 4.9502
5795 | 16.1832 | 4.4219 | 0.22573 | 6.2137
5796 | 16.2325 | 4.4138 | 0.23616 | 7.7513
5797 | 15.5464 | 4.5296 | 0.20207 | 8.6763
5798 | 15.1796 | 4.2235 | 0.22595 | 9.5772
5799 | 13.2569 | 4.4329 | 0.20771 | 9.6455
5800 | 11.9286 | 4.2499 | 0.22546 | 9.19
5801 | 11.819 | 4.5028 | 0.21302 | 8.3714
5802 | 10.9271 | 4.444 | 0.22412 | 6.994
5803 | 11.0341 | 4.6401 | 0.20336 | 5.5175
5804 | 11.0452 | 4.7344 | 0.20936 | 4.8693
5805 | 11.6242 | 4.234 | 0.22443 | 4.6264
5806 | 11.1737 | 4.6344 | 0.19113 | 3.8443
5807 | 11.1217 | 4.3361 | 0.20678 | 3.811
5808 | 10.6938 | 4.4826 | 0.21733 | 3.0745
5809 | 11.7287 | 4.5149 | 0.19875 | 2.6149
5810 | 11.0787 | 4.3877 | 0.21683 | 2.6604
5811 | 11.9349 | 4.684 | 0.22896 | 2.6168
5812 | 10.8432 | 4.7262 | 0.21282 | 2.7621
5813 | 11.3741 | 4.8005 | 0.22034 | 2.8057
5814 | 11.2559 | 4.6911 | 0.19942 | 2.8779
5815 | 11.1981 | 4.5486 | 0.23497 | 3.3789
5816 | 10.4834 | 4.5353 | 0.21003 | 3.8192
5817 | 10.9191 | 4.5257 | 0.21557 | 4.0834
5818 | 11.3706 | 4.5629 | 0.22889 | 4.5845
5819 | 11.0042 | 4.8435 | 0.22184 | 5.0728
5820 | 10.6739 | 4.4841 | 0.20908 | 5.4575
5821 | 11.0462 | 4.6289 | 0.21562 | 5.3933
5822 | 10.9706 | 4.4736 | 0.24056 | 5.6621
5823 | 10.9151 | 4.4818 | 0.21203 | 5.4941
5824 | 11.0103 | 4.6045 | 0.226 | 5.6603
5825 | 10.8685 | 4.4955 | 0.21654 | 5.5485
5826 | 10.7738 | 4.6008 | 0.21509 | 4.9356
5827 | 10.9617 | 4.5101 | 0.22215 | 3.3905
5828 | 11.2467 | 4.4969 | 0.21817 | 4.2387
5829 | 11.3734 | 4.6464 | 0.2026 | 3.9497
5830 | 11.1346 | 4.263 | 0.2268 | 3.9468
5831 | 11.0288 | 4.364 | 0.21217 | 2.4701
5832 | 11.6776 | 4.4374 | 0.21907 | 2.5608
5833 | 11.2967 | 4.4338 | 0.21056 | 2.3131
5834 | 11.3831 | 4.8765 | 0.20651 | 2.5259
5835 | 11.1039 | 4.429 | 0.22599 | 2.2195
5836 | 11.4192 | 4.5476 | 0.20531 | 2.1774
5837 | 11.0635 | 4.4923 | 0.20236 | 2.293
5838 | 11.6279 | 4.7493 | 0.21805 | 2.1115
5839 | 11.4069 | 4.6489 | 0.22762 | 2.2994
5840 | 11.2445 | 4.5535 | 0.20114 | 2.4299
5841 | 11.4584 | 4.3998 | 0.21223 | 2.2386
5842 | 10.9358 | 4.7446 | 0.22726 | 2.489
5843 | 11.6869 | 4.2684 | 0.22633 | 2.386
5844 | 11.2223 | 4.8623 | 0.22444 | 2.7866
5845 | 11.2311 | 4.4266 | 0.22268 | 3.0647
5846 | 11.1642 | 4.4058 | 0.21452 | 3.2012
5847 | 11.2046 | 4.5969 | 0.21287 | 3.2931
5848 | 10.685 | 4.8002 | 0.18858 | 3.1347
5849 | 11.1583 | 4.6605 | 0.21266 | 2.9018
5850 | 10.931 | 4.7574 | 0.21551 | 2.7275
5851 | 10.9008 | 4.4988 | 0.20345 | 2.4769
5852 | 11.6276 | 4.84 | 0.21107 | 2.2628
5853 | 11.5321 | 4.3896 | 0.21167 | 2.2625
5854 | 11.9385 | 4.7922 | 0.19122 | 2.2338
5855 | 11.7033 | 4.309 | 0.22302 | 2.2366
5856 | 10.9957 | 4.5901 | 0.22727 | 2.2095
5857 | 11.4105 | 4.6224 | 0.21524 | 2.3871
5858 | 12.1501 | 4.6297 | 0.2283 | 2.2934
5859 | 11.1007 | 4.275 | 0.20723 | 2.2903
5860 | 12.2584 | 4.3531 | 0.23197 | 2.3577
5861 | 11.8646 | 4.6035 | 0.21482 | 2.3668
5862 | 12.5527 | 4.3745 | 0.21251 | 2.3022
5863 | 12.1114 | 4.5451 | 0.19851 | 2.4456
5864 | 12.8634 | 4.7296 | 0.2052 | 2.5144
5865 | 14.3141 | 4.4338 | 0.22556 | 2.8064
5866 | 15.0866 | 4.5712 | 0.2217 | 2.719
5867 | 15.7717 | 4.6263 | 0.23317 | 3.0931
5868 | 16.4858 | 4.7485 | 0.20148 | 6.5012
5869 | 15.7168 | 4.4097 | 0.2091 | 9.2526
5870 | 14.9447 | 4.3315 | 0.21927 | 10.3517
5871 | 13.4766 | 4.8448 | 0.20454 | 11.0735
5872 | 12.3799 | 4.686 | 0.22962 | 11.3665
5873 | 11.8006 | 4.6831 | 0.1949 | 10.523
5874 | 10.9972 | 4.4681 | 0.21398 | 8.8795
5875 | 11.5227 | 4.4916 | 0.21542 | 6.7816
5876 | 10.7627 | 4.4106 | 0.21004 | 4.979
5877 | 11.1537 | 4.3305 | 0.22206 | 3.1583
5878 | 11.2262 | 4.5215 | 0.23735 | 2.8465
5879 | 11.1804 | 4.5755 | 0.20831 | 2.9853
5880 | 11.8383 | 4.5785 | 0.21 | 2.8144
5881 | 11.5913 | 4.7267 | 0.1907 | 2.5038
5882 | 12.0006 | 4.3756 | 0.21527 | 2.4952
5883 | 11.658 | 4.5974 | 0.20813 | 2.4759
5884 | 11.8798 | 4.811 | 0.20814 | 2.0859
5885 | 12.3618 | 4.4157 | 0.20722 | 2.2445
5886 | 12.0622 | 4.5054 | 0.22996 | 2.2032
5887 | 11.8544 | 4.7991 | 0.21236 | 2.4369
5888 | 12.9671 | 4.4886 | 0.21271 | 2.6456
5889 | 13.8935 | 4.713 | 0.22211 | 2.7673
5890 | 14.6786 | 4.4576 | 0.22284 | 2.955
5891 | 15.6707 | 4.6027 | 0.20415 | 5.9816
5892 | 16.4264 | 4.5599 | 0.21656 | 8.4356
5893 | 15.5147 | 4.647 | 0.22431 | 10.3621
5894 | 14.2179 | 4.5118 | 0.21074 | 11.5225
5895 | 13.1693 | 4.5175 | 0.20559 | 12.0278
5896 | 12.7296 | 4.7664 | 0.20353 | 12.1493
5897 | 11.2679 | 4.5666 | 0.2226 | 10.9145
5898 | 10.9056 | 4.6708 | 0.22773 | 9.0098
5899 | 11.1109 | 4.4163 | 0.22129 | 6.3662
5900 | 10.8466 | 4.6005 | 0.20229 | 4.9189
5901 | 11.3384 | 4.5591 | 0.20344 | 3.3406
5902 | 11.1716 | 4.2402 | 0.21859 | 2.9305
5903 | 11.6199 | 4.3007 | 0.23511 | 2.9092
5904 | 11.651 | 4.7427 | 0.20191 | 2.8609
5905 | 11.4566 | 4.7502 | 0.19002 | 2.7687
5906 | 11.5899 | 4.4748 | 0.20147 | 2.4991
5907 | 10.9822 | 4.5178 | 0.18764 | 2.4487
5908 | 11.3634 | 4.4631 | 0.19518 | 2.4323
5909 | 11.4534 | 4.454 | 0.19614 | 2.6708
5910 | 12.0836 | 4.6732 | 0.21151 | 2.6676
5911 | 12.2593 | 4.9113 | 0.20484 | 2.7471
5912 | 12.9943 | 4.2176 | 0.20832 | 2.681
5913 | 13.3186 | 4.3241 | 0.2286 | 3.5184
5914 | 14.3824 | 4.3235 | 0.22416 | 6.1283
5915 | 15.8604 | 4.5316 | 0.21001 | 8.5543
5916 | 16.0517 | 4.475 | 0.21423 | 10.7485
5917 | 15.7298 | 4.3119 | 0.21424 | 12.4778
5918 | 14.2614 | 4.7292 | 0.20717 | 13.6698
5919 | 13.1644 | 4.756 | 0.19907 | 14.5451
5920 | 11.6475 | 4.729 | 0.21425 | 14.2321
5921 | 11.0976 | 4.3438 | 0.19134 | 13.7694
5922 | 11.0614 | 4.7944 | 0.21544 | 12.1551
5923 | 10.6012 | 4.5026 | 0.20432 | 9.6951
5924 | 11.28 | 4.7401 | 0.22821 | 8.2728
5925 | 10.3923 | 4.5774 | 0.21019 | 6.6159
5926 | 10.8761 | 4.8231 | 0.20389 | 5.1597
5927 | 10.8728 | 4.4191 | 0.18963 | 3.3993
5928 | 11.3043 | 4.4083 | 0.21212 | 3.0652
5929 | 11.1494 | 4.2762 | 0.21189 | 2.721
5930 | 12.217 | 4.4375 | 0.23218 | 2.8851
5931 | 11.0891 | 4.7113 | 0.20442 | 2.748
5932 | 11.6275 | 4.3937 | 0.22164 | 2.5891
5933 | 11.7882 | 4.416 | 0.22119 | 2.6471
5934 | 11.8968 | 4.6074 | 0.19176 | 2.8834
5935 | 12.2708 | 4.5515 | 0.21957 | 2.7567
5936 | 13.2669 | 4.6823 | 0.19331 | 2.8332
5937 | 13.5697 | 4.6999 | 0.21553 | 4.5884
5938 | 14.9335 | 4.6143 | 0.24669 | 4.7382
5939 | 15.9782 | 4.2551 | 0.225 | 5.7138
5940 | 16.1844 | 4.7485 | 0.21535 | 4.8831
5941 | 15.7481 | 4.4294 | 0.23273 | 5.8189
5942 | 14.7331 | 4.5569 | 0.20126 | 6.8252
5943 | 13.5961 | 4.6598 | 0.22199 | 8.085
5944 | 12.7482 | 4.481 | 0.23645 | 9.7359
5945 | 11.8494 | 4.7068 | 0.19526 | 9.2491
5946 | 11.2658 | 4.7588 | 0.2035 | 8.5588
5947 | 10.8866 | 4.2004 | 0.20586 | 7.0322
5948 | 11.4329 | 4.6248 | 0.20508 | 5.6683
5949 | 10.5587 | 4.4626 | 0.21595 | 4.1824
5950 | 11.2363 | 4.616 | 0.21686 | 2.918
5951 | 11.4302 | 4.911 | 0.20923 | 3.007
5952 | 11.7104 | 4.6987 | 0.22031 | 2.8772
5953 | 11.6134 | 4.6902 | 0.22471 | 2.6269
5954 | 11.5456 | 4.7777 | 0.20446 | 2.6376
5955 | 11.4258 | 4.5603 | 0.20281 | 2.5087
5956 | 11.8105 | 4.5233 | 0.19489 | 2.4285
5957 | 11.6179 | 4.1848 | 0.23846 | 2.4935
5958 | 12.2468 | 4.5498 | 0.199 | 2.3734
5959 | 12.466 | 4.6315 | 0.22252 | 2.3949
5960 | 12.8955 | 4.634 | 0.21416 | 2.624
5961 | 14.0225 | 4.5523 | 0.22705 | 2.9091
5962 | 15.6381 | 4.5838 | 0.23316 | 2.6231
5963 | 16.2285 | 4.416 | 0.22087 | 3.0218
5964 | 16.4144 | 4.5832 | 0.2108 | 3.0005
5965 | 16.7475 | 4.5708 | 0.21546 | 3.5083
5966 | 14.9973 | 4.5433 | 0.19909 | 4.5351
5967 | 13.819 | 4.8138 | 0.2158 | 4.8864
5968 | 12.7739 | 4.5399 | 0.22857 | 4.9644
5969 | 12.0784 | 4.5525 | 0.21776 | 4.4137
5970 | 11.8149 | 4.5322 | 0.22477 | 3.1186
5971 | 11.3033 | 4.5611 | 0.20025 | 2.8986
5972 | 11.4649 | 4.4313 | 0.20958 | 2.8272
5973 | 11.6975 | 4.9308 | 0.21638 | 2.9271
5974 | 11.3022 | 4.4111 | 0.19202 | 2.8359
5975 | 11.5214 | 4.7103 | 0.21521 | 2.6209
5976 | 11.616 | 4.5585 | 0.2194 | 2.4469
5977 | 11.4728 | 4.3073 | 0.22276 | 2.3094
5978 | 11.6388 | 4.2418 | 0.21332 | 2.4226
5979 | 11.7958 | 4.7132 | 0.21345 | 2.1321
5980 | 12.2181 | 4.5007 | 0.222 | 2.2461
5981 | 12.0408 | 4.5468 | 0.23249 | 1.9357
5982 | 12.256 | 4.8791 | 0.21634 | 2.2935
5983 | 12.5734 | 4.6912 | 0.21907 | 2.2153
5984 | 11.0865 | 4.6264 | 0.22158 | 2.1796
5985 | 11.7667 | 4.5655 | 0.19175 | 2.2412
5986 | 12.0208 | 4.8378 | 0.22135 | 2.1951
5987 | 11.472 | 4.7366 | 0.20901 | 2.12
5988 | 11.5973 | 4.4604 | 0.2076 | 2.1566
5989 | 11.7053 | 4.8646 | 0.2257 | 2.0673
5990 | 11.6578 | 4.6356 | 0.19975 | 2.2649
5991 | 11.8494 | 4.6169 | 0.20781 | 2.2079
5992 | 11.6683 | 4.7357 | 0.18933 | 2.2988
5993 | 12.2812 | 4.4211 | 0.22123 | 2.2117
5994 | 11.8043 | 4.3268 | 0.21886 | 2.2898
5995 | 11.7439 | 4.5931 | 0.22886 | 2.3571
5996 | 11.3498 | 4.5367 | 0.21766 | 2.081
5997 | 11.3062 | 4.6813 | 0.23155 | 2.1404
5998 | 11.7568 | 4.5816 | 0.2203 | 1.9985
5999 | 12.3864 | 4.9148 | 0.18554 | 2.126
6000 | 12.1065 | 4.555 | 0.23766 | 1.9948
6001 | 11.7913 | 4.5028 | 0.19402 | 1.9076
6002 | 12.2109 | 4.3917 | 0.22211 | 1.8503
6003 | 12.0874 | 4.6745 | 0.2196 | 2.0019
6004 | 11.7229 | 4.7998 | 0.21725 | 1.979
6005 | 12.4939 | 4.6312 | 0.20963 | 1.8429
6006 | 11.3807 | 4.7313 | 0.22709 | 1.8737
6007 | 12.074 | 4.6967 | 0.2111 | 2.0975
6008 | 11.6177 | 4.5162 | 0.19568 | 2.167
6009 | 11.5946 | 4.8636 | 0.20059 | 2.1931
6010 | 11.6473 | 4.8784 | 0.21291 | 2.4407
6011 | 11.6447 | 4.4903 | 0.21863 | 2.3643
6012 | 11.2513 | 4.4961 | 0.21317 | 2.5023
6013 | 11.2882 | 4.5003 | 0.21552 | 2.2378
6014 | 11.7088 | 4.5701 | 0.23656 | 2.4748
6015 | 11.3901 | 4.5598 | 0.1942 | 2.5062
6016 | 10.8204 | 4.5071 | 0.24469 | 2.582
6017 | 11.2797 | 4.425 | 0.21216 | 2.4503
6018 | 11.2348 | 4.4253 | 0.23813 | 2.173
6019 | 11.5262 | 4.7383 | 0.21914 | 2.3353
6020 | 11.7812 | 4.6477 | 0.2203 | 2.3351
6021 | 11.7604 | 4.7167 | 0.19528 | 1.915
6022 | 11.8903 | 4.4205 | 0.23746 | 2.1589
6023 | 12.0667 | 4.4896 | 0.22779 | 1.9572
6024 | 11.9132 | 4.6444 | 0.19493 | 2.0312
6025 | 11.4944 | 4.3289 | 0.23105 | 1.9068
6026 | 11.5965 | 4.5708 | 0.22615 | 1.9808
6027 | 12.2203 | 4.5954 | 0.20941 | 1.9297
6028 | 12.2542 | 4.4392 | 0.21257 | 1.7902
6029 | 12.0097 | 4.5617 | 0.21102 | 1.9228
6030 | 12.6167 | 4.6977 | 0.21442 | 1.9849
6031 | 12.9304 | 4.5824 | 0.24746 | 2.0329
6032 | 13.8314 | 4.5666 | 0.26411 | 1.9642
6033 | 13.6691 | 4.5669 | 0.32135 | 2.2018
6034 | 16.0499 | 4.6217 | 0.33058 | 2.1904
6035 | 16.7464 | 4.4148 | 0.26471 | 2.1223
6036 | 17.0653 | 4.4566 | 0.21648 | 2.4047
6037 | 16.2504 | 4.4893 | 0.22877 | 2.5539
6038 | 15.491 | 4.5104 | 0.19762 | 2.5293
6039 | 14.1658 | 4.6308 | 0.22508 | 2.5354
6040 | 13.1764 | 4.4457 | 0.22069 | 2.5942
6041 | 12.2152 | 4.5768 | 0.19662 | 2.3951
6042 | 12.3968 | 4.2908 | 0.21179 | 2.4309
6043 | 12.2226 | 4.5681 | 0.21063 | 2.3868
6044 | 11.9847 | 4.6328 | 0.19184 | 2.2775
6045 | 12.2234 | 4.9584 | 0.22001 | 2.1485
6046 | 11.3852 | 4.421 | 0.22738 | 2.0075
6047 | 11.9463 | 4.4521 | 0.22474 | 2.1092
6048 | 11.4739 | 4.562 | 0.21342 | 1.9758
6049 | 12.0942 | 4.7054 | 0.21398 | 1.8609
6050 | 12.0847 | 4.4655 | 0.22242 | 1.9984
6051 | 11.7839 | 4.4029 | 0.23608 | 1.8497
6052 | 12.0535 | 4.8507 | 0.33369 | 1.8651
6053 | 12.3026 | 5.5223 | 0.35069 | 1.8563
6054 | 12.6919 | 6.3089 | 0.42054 | 1.9929
6055 | 12.5301 | 6.8273 | 0.48027 | 1.8868
6056 | 13.014 | 7.2207 | 0.486 | 1.9815
6057 | 14.7342 | 7.2918 | 0.54482 | 1.8489
6058 | 15.9436 | 7.4828 | 0.52761 | 2.2017
6059 | 16.8475 | 6.5669 | 0.4592 | 2.3052
6060 | 17.22 | 4.6581 | 0.32492 | 2.5751
6061 | 16.8989 | 4.3935 | 0.20899 | 2.5549
6062 | 14.9633 | 4.6353 | 0.20549 | 2.4931
6063 | 13.8914 | 4.4495 | 0.20974 | 2.549
6064 | 13.3297 | 4.0732 | 0.23573 | 2.6469
6065 | 12.1855 | 4.7306 | 0.22072 | 2.4241
6066 | 12.1531 | 4.4558 | 0.20918 | 2.2723
6067 | 12.0282 | 4.5805 | 0.1946 | 2.1543
6068 | 11.6283 | 4.218 | 0.2173 | 2.235
6069 | 11.6733 | 4.5614 | 0.21014 | 2.0586
6070 | 12.4062 | 4.503 | 0.20872 | 1.9815
6071 | 12.1758 | 4.2435 | 0.2055 | 2.0445
6072 | 12.1355 | 4.4405 | 0.2259 | 1.9731
6073 | 12.5276 | 4.6654 | 0.22419 | 1.9341
6074 | 11.4737 | 4.294 | 0.1981 | 1.9612
6075 | 12.3467 | 4.6363 | 0.26729 | 1.8825
6076 | 12.0865 | 4.8793 | 0.36709 | 1.901
6077 | 12.1814 | 5.7728 | 0.40525 | 2.0357
6078 | 12.226 | 6.8191 | 0.48205 | 1.9174
6079 | 12.5196 | 7.2866 | 0.50017 | 1.8963
6080 | 13.1095 | 7.756 | 0.54844 | 2.0093
6081 | 14.2713 | 7.7717 | 0.57321 | 1.9295
6082 | 16.1108 | 7.6391 | 0.55675 | 2.0631
6083 | 17.2759 | 6.8389 | 0.50129 | 2.2451
6084 | 16.8618 | 4.5737 | 0.33382 | 2.5548
6085 | 16.9046 | 4.5341 | 0.20507 | 2.2841
6086 | 15.7145 | 4.519 | 0.20935 | 2.2368
6087 | 14.5189 | 4.4603 | 0.22415 | 2.2637
6088 | 13.4948 | 5.0116 | 0.20796 | 2.1467
6089 | 12.3305 | 4.6138 | 0.21558 | 1.9494
6090 | 12.1231 | 4.3461 | 0.20594 | 2.0062
6091 | 12.0624 | 4.4268 | 0.21889 | 1.8158
6092 | 12.3793 | 4.561 | 0.20746 | 2.1145
6093 | 11.7598 | 4.4137 | 0.21018 | 2.0927
6094 | 11.3996 | 4.5857 | 0.19944 | 2.1384
6095 | 12.2689 | 4.5775 | 0.21026 | 1.9205
6096 | 12.558 | 4.6027 | 0.24822 | 1.7832
6097 | 11.3319 | 4.4717 | 0.30713 | 1.9633
6098 | 11.8706 | 5.2877 | 0.37878 | 1.9055
6099 | 11.5969 | 6.3639 | 0.44842 | 1.7996
6100 | 12.1848 | 7.0468 | 0.50032 | 1.9197
6101 | 12.0735 | 7.58 | 0.52239 | 1.8221
6102 | 12.7874 | 8.0384 | 0.57873 | 1.8191
6103 | 12.469 | 9.0873 | 0.65009 | 1.8927
6104 | 13.5044 | 8.6988 | 0.6505 | 1.8719
6105 | 14.2293 | 9.0407 | 0.68893 | 1.9352
6106 | 15.2884 | 9.4752 | 0.66747 | 2.2337
6107 | 16.7163 | 8.1759 | 0.60211 | 2.2368
6108 | 17.1625 | 6.2047 | 0.45977 | 2.4463
6109 | 16.4713 | 4.6241 | 0.2641 | 2.5741
6110 | 15.7823 | 4.4603 | 0.21282 | 2.7048
6111 | 13.8173 | 4.3725 | 0.21836 | 2.4554
6112 | 13.7704 | 4.5694 | 0.20175 | 2.5914
6113 | 11.6306 | 4.8346 | 0.22236 | 2.5987
6114 | 12.2175 | 4.6406 | 0.21696 | 2.3213
6115 | 12.6246 | 4.5238 | 0.21691 | 2.3035
6116 | 12.592 | 4.4216 | 0.22046 | 2.1973
6117 | 12.3055 | 4.4396 | 0.21973 | 2.2202
6118 | 11.7673 | 4.5646 | 0.23671 | 2.2274
6119 | 12.3992 | 4.4975 | 0.23424 | 1.8949
6120 | 12.3483 | 4.4288 | 0.21881 | 2.1703
6121 | 11.4086 | 4.521 | 0.20914 | 2.0334
6122 | 11.9506 | 4.5768 | 0.20421 | 1.946
6123 | 11.9154 | 4.6535 | 0.22546 | 2.0509
6124 | 11.9221 | 4.6267 | 0.20588 | 2.1499
6125 | 12.0929 | 4.3024 | 0.2182 | 2.1821
6126 | 12.3294 | 4.6189 | 0.22451 | 1.9286
6127 | 13.3729 | 4.5505 | 0.21682 | 1.8604
6128 | 13.1056 | 4.4421 | 0.22166 | 2.177
6129 | 14.0978 | 4.7514 | 0.20492 | 2.2539
6130 | 16.2368 | 4.42 | 0.22655 | 2.0485
6131 | 17.35 | 4.4022 | 0.1985 | 2.0669
6132 | 17.2191 | 4.4379 | 0.21937 | 2.1455
6133 | 16.6654 | 4.3886 | 0.18752 | 1.9706
6134 | 15.5857 | 4.5499 | 0.22748 | 2.1669
6135 | 14.4395 | 4.492 | 0.21263 | 2.0543
6136 | 13.3856 | 4.4739 | 0.21509 | 2.2549
6137 | 12.8176 | 4.5411 | 0.22169 | 1.7936
6138 | 12.0008 | 4.7145 | 0.20681 | 2.0898
6139 | 11.3472 | 4.6873 | 0.2251 | 2.2274
6140 | 12.3617 | 4.3912 | 0.21605 | 2.1076
6141 | 12.247 | 4.6412 | 0.22304 | 2.0761
6142 | 11.8158 | 4.791 | 0.21598 | 2.1196
6143 | 11.5798 | 4.6537 | 0.23715 | 2.1392
6144 | 11.6935 | 4.6523 | 0.22345 | 1.8679
6145 | 11.3959 | 4.5174 | 0.21667 | 2.0044
6146 | 12.0149 | 4.7176 | 0.22761 | 1.9013
6147 | 11.8897 | 4.3063 | 0.20956 | 1.9701
6148 | 12.3961 | 4.7462 | 0.2271 | 1.7703
6149 | 11.7631 | 4.7112 | 0.21835 | 2.0494
6150 | 12.1175 | 4.4263 | 0.22623 | 1.8613
6151 | 11.7823 | 4.6185 | 0.20865 | 1.9712
6152 | 11.7012 | 4.3264 | 0.22113 | 2.1051
6153 | 11.6661 | 4.8523 | 0.23854 | 2.2575
6154 | 10.7581 | 4.5007 | 0.25203 | 2.4797
6155 | 11.0166 | 4.374 | 0.19211 | 2.6561
6156 | 11.2283 | 4.5981 | 0.24562 | 3.9766
6157 | 10.8414 | 4.7325 | 0.22649 | 5.2778
6158 | 10.6649 | 4.3135 | 0.23138 | 5.7316
6159 | 11.042 | 4.5218 | 0.22009 | 6.2775
6160 | 11.7946 | 4.6411 | 0.19877 | 5.4009
6161 | 11.1295 | 4.3448 | 0.22096 | 4.6833
6162 | 11.0828 | 4.7075 | 0.22383 | 3.2333
6163 | 11.3445 | 4.5148 | 0.22483 | 2.4007
6164 | 11.7439 | 4.6893 | 0.21221 | 2.6684
6165 | 11.8897 | 4.4648 | 0.2223 | 2.3185
6166 | 11.9909 | 4.3972 | 0.18767 | 2.3578
6167 | 11.7669 | 4.467 | 0.2105 | 2.2573
6168 | 11.8149 | 4.5817 | 0.20805 | 2.0133
6169 | 12.2602 | 4.7305 | 0.20348 | 2.0922
6170 | 12.4844 | 4.4934 | 0.22279 | 2.0185
6171 | 11.7981 | 4.6322 | 0.20118 | 2.0035
6172 | 11.9497 | 4.6435 | 0.22858 | 2.0013
6173 | 11.697 | 4.5581 | 0.20197 | 2.0014
6174 | 11.8103 | 4.6595 | 0.22387 | 1.9591
6175 | 11.7466 | 4.5138 | 0.22045 | 2.0483
6176 | 12.0653 | 4.6358 | 0.26303 | 1.9958
6177 | 11.316 | 4.8958 | 0.28443 | 2.079
6178 | 11.8219 | 5.1022 | 0.30445 | 2.2116
6179 | 11.4796 | 4.3493 | 0.25209 | 2.3858
6180 | 11.427 | 4.3924 | 0.20409 | 2.4655
6181 | 11.7094 | 4.4718 | 0.22109 | 2.5695
6182 | 10.9242 | 4.6276 | 0.21395 | 2.4906
6183 | 11.0901 | 4.5197 | 0.2179 | 2.7507
6184 | 11.5055 | 4.4266 | 0.21963 | 2.652
6185 | 11.0224 | 4.4911 | 0.21817 | 2.5175
6186 | 11.4786 | 4.7588 | 0.20128 | 2.2286
6187 | 11.8913 | 4.8579 | 0.21427 | 2.3644
6188 | 11.6515 | 4.7087 | 0.21247 | 2.2867
6189 | 11.8008 | 4.263 | 0.19272 | 2.1929
6190 | 11.5501 | 4.5176 | 0.21309 | 1.943
6191 | 12.2215 | 4.5284 | 0.2265 | 2.0578
6192 | 11.4756 | 4.464 | 0.21365 | 2.1065
6193 | 12.2868 | 4.2748 | 0.21164 | 2.3161
6194 | 11.5726 | 4.6816 | 0.20538 | 2.2248
6195 | 11.9724 | 4.4092 | 0.21031 | 2.2325
6196 | 11.609 | 4.6229 | 0.21677 | 2.4045
6197 | 12.0557 | 4.4275 | 0.21059 | 2.1306
6198 | 11.6396 | 4.2066 | 0.19237 | 2.16
6199 | 12.2416 | 4.5188 | 0.20198 | 2.213
6200 | 13.4092 | 4.6082 | 0.19604 | 2.3245
6201 | 15.1013 | 4.5066 | 0.20202 | 2.2678
6202 | 15.9547 | 4.7506 | 0.23021 | 2.2329
6203 | 16.5668 | 4.498 | 0.21366 | 2.4373
6204 | 16.9396 | 4.5948 | 0.20064 | 2.3623
6205 | 16.5297 | 4.6632 | 0.22691 | 2.3548
6206 | 15.5458 | 4.4015 | 0.21458 | 2.6119
6207 | 13.2575 | 4.4638 | 0.20671 | 2.8283
6208 | 12.8189 | 4.345 | 0.20832 | 2.975
6209 | 11.8657 | 4.4701 | 0.2142 | 2.863
6210 | 11.8012 | 4.5693 | 0.2179 | 3.0693
6211 | 11.5465 | 4.6493 | 0.21783 | 2.9996
6212 | 11.3274 | 4.6134 | 0.22731 | 2.8602
6213 | 11.5214 | 4.5073 | 0.21755 | 2.414
6214 | 11.7504 | 4.4656 | 0.20566 | 2.5483
6215 | 11.5225 | 4.6164 | 0.21057 | 2.4735
6216 | 11.8321 | 4.6746 | 0.20514 | 2.4518
6217 | 11.681 | 4.5142 | 0.21658 | 2.1604
6218 | 12.2603 | 4.2042 | 0.23084 | 2.0814
6219 | 11.4575 | 4.4706 | 0.19732 | 2.0206
6220 | 12.2855 | 4.8674 | 0.20597 | 2.0798
6221 | 11.6828 | 4.2951 | 0.20093 | 1.9097
6222 | 12.2218 | 4.1073 | 0.21655 | 1.8289
6223 | 12.7642 | 4.8984 | 0.3329 | 1.8327
6224 | 13.3212 | 6.1657 | 0.44713 | 1.7897
6225 | 14.3653 | 7.0842 | 0.51149 | 1.7535
6226 | 16.1881 | 7.4111 | 0.52839 | 2.253
6227 | 16.9734 | 7.1687 | 0.51867 | 2.062
6228 | 17.494 | 6.194 | 0.43889 | 2.0741
6229 | 16.4631 | 5.3343 | 0.37529 | 2.1049
6230 | 15.736 | 4.5687 | 0.28421 | 1.9699
6231 | 14.2048 | 4.2184 | 0.21233 | 2.1947
6232 | 13.3195 | 4.4462 | 0.21166 | 2.1174
6233 | 12.1661 | 4.5829 | 0.21363 | 1.9187
6234 | 12.2888 | 4.5853 | 0.21135 | 1.9099
6235 | 12.1776 | 4.4306 | 0.20433 | 1.8781
6236 | 11.9848 | 4.654 | 0.20373 | 2.0267
6237 | 11.9258 | 4.4821 | 0.19731 | 1.8538
6238 | 11.8891 | 4.4411 | 0.24088 | 1.9043
6239 | 12.2663 | 4.7768 | 0.28959 | 1.935
6240 | 11.9982 | 5.8769 | 0.3989 | 1.8178
6241 | 12.048 | 6.4407 | 0.46037 | 1.7333
6242 | 12.3285 | 7.5447 | 0.54178 | 1.9845
6243 | 12.3167 | 8.256 | 0.61017 | 1.9752
6244 | 12.2506 | 9.1522 | 0.67501 | 2.0387
6245 | 11.6358 | 8.7926 | 0.65424 | 1.9516
6246 | 12.4976 | 8.3881 | 0.5982 | 1.8334
6247 | 12.3237 | 7.9598 | 0.56859 | 1.976
6248 | 13.2826 | 7.6415 | 0.53569 | 1.8371
6249 | 14.3089 | 6.8724 | 0.50346 | 2.1201
6250 | 15.3089 | 7.1335 | 0.50466 | 2.4306
6251 | 16.6076 | 6.0461 | 0.41999 | 2.5176
6252 | 16.772 | 4.502 | 0.24467 | 2.7755
6253 | 16.0911 | 4.4398 | 0.21191 | 2.764
6254 | 14.356 | 4.5766 | 0.20608 | 3.8117
6255 | 13.7999 | 4.4029 | 0.22896 | 4.6108
6256 | 12.7903 | 4.7184 | 0.22309 | 4.6156
6257 | 11.6009 | 4.7617 | 0.21866 | 3.5931
6258 | 11.3772 | 4.5891 | 0.22278 | 2.8761
6259 | 11.5505 | 4.5484 | 0.19239 | 2.744
6260 | 11.2857 | 4.4762 | 0.21754 | 2.644
6261 | 11.5324 | 4.3078 | 0.21445 | 2.5862
6262 | 11.6824 | 4.4847 | 0.22236 | 2.4275
6263 | 11.7419 | 4.3252 | 0.23271 | 2.4045
6264 | 11.8517 | 4.5197 | 0.21984 | 2.2365
6265 | 11.7469 | 4.3214 | 0.21318 | 2.0126
6266 | 11.8201 | 4.5568 | 0.22088 | 1.8541
6267 | 12.2489 | 4.5819 | 0.2322 | 1.9532
6268 | 11.6192 | 4.5749 | 0.21427 | 2.0423
6269 | 12.5643 | 4.5321 | 0.19804 | 2.0036
6270 | 12.5149 | 4.4571 | 0.22077 | 1.8778
6271 | 12.6492 | 4.4266 | 0.21277 | 1.9876
6272 | 13.4442 | 4.6776 | 0.24797 | 2.0974
6273 | 14.0485 | 4.4813 | 0.27441 | 2.1599
6274 | 15.6721 | 4.6952 | 0.2927 | 2.3568
6275 | 16.2001 | 4.2637 | 0.21889 | 2.648
6276 | 17.0899 | 4.7968 | 0.20042 | 2.9526
6277 | 16.4591 | 4.5407 | 0.20595 | 2.9107
6278 | 15.4533 | 4.7436 | 0.23091 | 2.8915
6279 | 14.3248 | 4.5005 | 0.22285 | 2.7003
6280 | 13.3949 | 4.5369 | 0.22697 | 2.6483
6281 | 12.764 | 4.2854 | 0.21732 | 2.5251
6282 | 12.3792 | 4.4633 | 0.19998 | 2.397
6283 | 11.9067 | 4.6118 | 0.22811 | 2.4448
6284 | 12.4242 | 4.4362 | 0.21802 | 2.2617
6285 | 12.6301 | 4.6867 | 0.23183 | 2.2427
6286 | 11.7461 | 4.6722 | 0.21565 | 1.9289
6287 | 11.9761 | 4.4073 | 0.22334 | 1.8581
6288 | 11.9882 | 4.5188 | 0.22429 | 1.9784
6289 | 12.1341 | 4.6236 | 0.20902 | 1.8252
6290 | 11.6144 | 4.5581 | 0.22801 | 2.0077
6291 | 12.0903 | 4.2552 | 0.22548 | 2.0425
6292 | 12.0282 | 5.2244 | 0.33545 | 2.0124
6293 | 12.0477 | 5.3046 | 0.39014 | 1.9946
6294 | 12.5169 | 6.4617 | 0.42598 | 2.0305
6295 | 12.5606 | 6.7948 | 0.49952 | 1.8629
6296 | 13.2171 | 7.4539 | 0.52694 | 2.0605
6297 | 15.0322 | 7.7532 | 0.55326 | 2.0597
6298 | 15.7008 | 8.0198 | 0.58168 | 2.368
6299 | 16.8456 | 7.0576 | 0.50371 | 2.6019
6300 | 16.812 | 4.55 | 0.29346 | 2.6395
6301 | 16.1646 | 4.8621 | 0.23334 | 3.0188
6302 | 14.6722 | 4.3627 | 0.22093 | 2.8315
6303 | 13.3854 | 4.3824 | 0.21328 | 2.9459
6304 | 13.1891 | 4.6048 | 0.20997 | 2.8894
6305 | 12.4827 | 4.4976 | 0.22945 | 2.6887
6306 | 11.6205 | 4.3683 | 0.2245 | 2.5194
6307 | 11.4459 | 4.6363 | 0.21645 | 2.2912
6308 | 11.8861 | 4.5536 | 0.21323 | 2.46
6309 | 11.1624 | 4.5714 | 0.21273 | 2.3364
6310 | 11.6294 | 4.526 | 0.23289 | 2.1402
6311 | 12.1037 | 4.5927 | 0.22121 | 2.1889
6312 | 12.3331 | 4.6742 | 0.21216 | 2.2658
6313 | 11.9442 | 4.4203 | 0.20318 | 1.9975
6314 | 11.4866 | 4.5068 | 0.20826 | 2.1046
6315 | 12.0196 | 4.5826 | 0.21689 | 1.7595
6316 | 12.0407 | 4.659 | 0.20919 | 2.113
6317 | 10.9726 | 4.8531 | 0.20621 | 1.9407
6318 | 11.8126 | 4.8305 | 0.19065 | 1.781
6319 | 12.2556 | 4.4362 | 0.22062 | 2.0027
6320 | 11.6355 | 4.6498 | 0.22267 | 1.8866
6321 | 11.5515 | 4.5706 | 0.22591 | 2.0369
6322 | 11.4872 | 4.6098 | 0.22551 | 1.9886
6323 | 11.7911 | 4.5587 | 0.19794 | 2.2478
6324 | 12.0067 | 4.2445 | 0.22307 | 2.2052
6325 | 12.1144 | 4.6757 | 0.22014 | 2.2984
6326 | 11.5962 | 4.6537 | 0.21408 | 2.2252
6327 | 10.8872 | 4.4876 | 0.20561 | 2.2692
6328 | 11.2244 | 4.6719 | 0.23482 | 2.3406
6329 | 11.0118 | 4.587 | 0.21657 | 2.3527
6330 | 11.4659 | 4.7593 | 0.21104 | 2.2509
6331 | 11.9496 | 4.7521 | 0.20861 | 2.2566
6332 | 11.6074 | 4.4283 | 0.21466 | 2.2452
6333 | 11.698 | 4.3736 | 0.20924 | 2.1932
6334 | 11.7143 | 4.4952 | 0.22065 | 2.2975
6335 | 11.9432 | 4.3796 | 0.21441 | 2.2765
6336 | 11.6218 | 4.1592 | 0.21477 | 2.0581
6337 | 11.8992 | 4.7709 | 0.18996 | 2.0643
6338 | 12.191 | 4.2385 | 0.22287 | 1.9661
6339 | 11.9573 | 4.8118 | 0.19006 | 1.9693
6340 | 11.6874 | 4.6877 | 0.21809 | 2.026
6341 | 12.0345 | 4.6065 | 0.21874 | 1.7859
6342 | 12.1693 | 4.648 | 0.22513 | 1.8387
6343 | 12.3356 | 4.3844 | 0.22814 | 1.9373
6344 | 12.5983 | 4.5474 | 0.26041 | 2.1172
6345 | 12.1255 | 4.8135 | 0.28521 | 2.1007
6346 | 11.7834 | 5.1014 | 0.29107 | 2.219
6347 | 11.7637 | 4.8756 | 0.27792 | 2.3177
6348 | 11.4933 | 4.7865 | 0.23072 | 2.1449
6349 | 11.1787 | 4.7036 | 0.21486 | 2.4288
6350 | 11.7867 | 4.6133 | 0.22367 | 2.3562
6351 | 12.0668 | 4.3498 | 0.21617 | 2.6169
6352 | 11.7648 | 4.1803 | 0.2218 | 2.3481
6353 | 11.0453 | 4.4589 | 0.21644 | 2.3581
6354 | 11.3486 | 4.5397 | 0.21729 | 2.1748
6355 | 11.8261 | 4.5276 | 0.24142 | 2.1686
6356 | 12.0215 | 4.5199 | 0.22865 | 2.1263
6357 | 11.5379 | 4.7001 | 0.22003 | 2.0107
6358 | 12.0674 | 4.6797 | 0.21477 | 2.3054
6359 | 11.8171 | 4.6144 | 0.20991 | 1.8763
6360 | 11.9807 | 4.6192 | 0.20775 | 1.8798
6361 | 12.2236 | 4.716 | 0.21564 | 2.1855
6362 | 12.2037 | 4.6327 | 0.22078 | 2.0964
6363 | 12.1917 | 4.5399 | 0.21537 | 2.0629
6364 | 11.7606 | 4.4618 | 0.22586 | 1.9634
6365 | 11.5878 | 4.8671 | 0.20637 | 2.0167
6366 | 12.2167 | 4.6632 | 0.208 | 1.9511
6367 | 12.5659 | 4.5584 | 0.20688 | 2.0708
6368 | 13.3624 | 4.6042 | 0.21343 | 2.1727
6369 | 14.4875 | 4.4243 | 0.22818 | 2.4551
6370 | 15.2793 | 4.2077 | 0.22354 | 2.462
6371 | 16.4542 | 4.5318 | 0.21864 | 2.6419
6372 | 16.9059 | 4.3856 | 0.2165 | 2.9242
6373 | 15.7042 | 4.2416 | 0.21043 | 3.4805
6374 | 14.9698 | 4.2315 | 0.21737 | 4.3168
6375 | 13.8118 | 4.7772 | 0.20751 | 4.9614
6376 | 12.75 | 4.8305 | 0.20763 | 4.8595
6377 | 11.8648 | 4.7084 | 0.22274 | 4.0358
6378 | 11.4869 | 4.7401 | 0.20213 | 3.0276
6379 | 10.9276 | 4.2357 | 0.22206 | 2.8416
6380 | 11.6246 | 4.4735 | 0.1912 | 2.6504
6381 | 11.6541 | 4.6752 | 0.19787 | 2.7177
6382 | 11.6416 | 4.4404 | 0.22477 | 2.6071
6383 | 11.6144 | 4.575 | 0.19629 | 2.6786
6384 | 11.4091 | 4.5145 | 0.20971 | 2.5643
6385 | 12.0057 | 4.6425 | 0.21797 | 2.3543
6386 | 12.1618 | 4.9535 | 0.19756 | 2.2414
6387 | 11.9693 | 4.4053 | 0.19314 | 2.2086
6388 | 12.2795 | 4.574 | 0.22599 | 2.2823
6389 | 11.519 | 4.6315 | 0.21595 | 2.227
6390 | 12.2116 | 4.4589 | 0.22186 | 2.1436
6391 | 12.898 | 4.5622 | 0.21714 | 2.2013
6392 | 13.0716 | 4.4945 | 0.22655 | 2.2324
6393 | 14.1006 | 4.5396 | 0.19908 | 2.6738
6394 | 14.7775 | 4.7497 | 0.21136 | 2.7742
6395 | 16.0428 | 4.451 | 0.23939 | 2.9647
6396 | 16.2217 | 4.4372 | 0.20403 | 4.4524
6397 | 16.1564 | 4.4492 | 0.20976 | 5.8748
6398 | 14.5752 | 4.6492 | 0.19401 | 6.9478
6399 | 13.8461 | 4.6318 | 0.22071 | 7.274
6400 | 12.5761 | 4.7454 | 0.23708 | 6.5847
6401 | 12.098 | 4.4821 | 0.20732 | 5.1375
6402 | 11.3372 | 4.7956 | 0.22265 | 3.0534
6403 | 11.3114 | 4.7101 | 0.21453 | 2.7412
6404 | 11.5848 | 4.6923 | 0.21909 | 2.6906
6405 | 11.2697 | 4.5525 | 0.23734 | 2.8236
6406 | 11.7348 | 4.5708 | 0.2054 | 2.6517
6407 | 11.3665 | 4.7089 | 0.21735 | 2.6465
6408 | 11.7268 | 4.6537 | 0.19986 | 2.4841
6409 | 11.7859 | 4.7021 | 0.21651 | 2.6461
6410 | 11.9648 | 4.6547 | 0.21529 | 2.3521
6411 | 11.753 | 4.7503 | 0.22179 | 2.5595
6412 | 11.9537 | 4.8678 | 0.20903 | 2.2916
6413 | 12.3547 | 4.4632 | 0.22717 | 2.4326
6414 | 12.3291 | 4.6208 | 0.19427 | 2.2839
6415 | 12.4047 | 4.7168 | 0.23143 | 2.4407
6416 | 13.7332 | 4.4312 | 0.21927 | 2.641
6417 | 13.8878 | 4.5012 | 0.20621 | 2.5462
6418 | 15.3994 | 4.5859 | 0.20118 | 2.9238
6419 | 16.2957 | 4.7571 | 0.22935 | 2.9059
6420 | 16.5595 | 4.4339 | 0.21111 | 2.8855
6421 | 16.0895 | 4.4279 | 0.21797 | 3.0586
6422 | 14.8186 | 4.355 | 0.21357 | 3.5945
6423 | 13.6135 | 4.4732 | 0.21288 | 3.8429
6424 | 12.138 | 4.6499 | 0.21421 | 3.1145
6425 | 12.047 | 4.5562 | 0.23776 | 2.9006
6426 | 10.9569 | 4.5883 | 0.18385 | 2.8692
6427 | 11.2794 | 4.4799 | 0.20601 | 2.6228
6428 | 11.8107 | 4.771 | 0.20598 | 2.8129
6429 | 11.7394 | 4.6208 | 0.22086 | 2.8208
6430 | 11.7428 | 4.7577 | 0.23305 | 2.3909
6431 | 11.3938 | 4.5063 | 0.20912 | 2.2912
6432 | 11.6841 | 4.5292 | 0.20606 | 2.304
6433 | 11.4849 | 4.7782 | 0.20396 | 2.4722
6434 | 11.9824 | 4.4711 | 0.22876 | 2.1254
6435 | 11.844 | 4.4508 | 0.20026 | 2.1159
6436 | 12.3033 | 4.4987 | 0.21101 | 1.9184
6437 | 12.141 | 4.6215 | 0.1879 | 2.0109
6438 | 12.3651 | 4.5272 | 0.20451 | 1.9453
6439 | 12.9365 | 4.5405 | 0.21168 | 2.0656
6440 | 12.4195 | 4.4591 | 0.20736 | 2.4423
6441 | 14.4294 | 4.7533 | 0.20523 | 2.4334
6442 | 15.2508 | 4.4462 | 0.20404 | 2.5691
6443 | 16.7864 | 4.686 | 0.21301 | 2.8306
6444 | 16.289 | 4.5523 | 0.21191 | 2.7309
6445 | 15.962 | 4.646 | 0.21876 | 2.8792
6446 | 15.5505 | 4.7241 | 0.21007 | 2.8205
6447 | 13.9283 | 4.5023 | 0.21134 | 2.912
6448 | 12.821 | 4.692 | 0.20854 | 2.9612
6449 | 12.0257 | 4.5181 | 0.23303 | 2.732
6450 | 11.9714 | 4.6223 | 0.20488 | 2.662
6451 | 11.5166 | 4.4924 | 0.2168 | 2.4711
6452 | 11.9419 | 4.3874 | 0.20624 | 2.4493
6453 | 11.7384 | 4.8018 | 0.20707 | 2.4908
6454 | 11.946 | 4.6486 | 0.22355 | 2.3001
6455 | 11.8623 | 4.6395 | 0.21336 | 2.4695
6456 | 11.7269 | 4.4481 | 0.19705 | 2.1858
6457 | 11.8416 | 4.5705 | 0.20176 | 2.2883
6458 | 12.5277 | 4.4582 | 0.21592 | 2.1329
6459 | 12.2155 | 4.5373 | 0.2181 | 2.1293
6460 | 11.6507 | 4.5865 | 0.20819 | 2.062
6461 | 12.3598 | 4.2508 | 0.21507 | 2.0556
6462 | 12.5513 | 4.456 | 0.22313 | 1.9855
6463 | 12.35 | 4.592 | 0.23405 | 2.1268
6464 | 13.2458 | 4.4579 | 0.20741 | 2.2716
6465 | 14.3128 | 4.4892 | 0.21561 | 2.4411
6466 | 15.4987 | 4.5522 | 0.21439 | 2.7895
6467 | 16.2178 | 4.4798 | 0.2062 | 2.7509
6468 | 16.7989 | 4.9306 | 0.20797 | 2.9866
6469 | 16.6539 | 4.5844 | 0.23128 | 2.831
6470 | 15.6905 | 4.7359 | 0.19929 | 3.3854
6471 | 13.546 | 4.8949 | 0.22371 | 3.5573
6472 | 12.8264 | 4.5045 | 0.20926 | 3.0615
6473 | 12.0819 | 4.5575 | 0.20664 | 2.7841
6474 | 11.7053 | 4.5594 | 0.23572 | 2.9169
6475 | 11.7691 | 4.5497 | 0.23181 | 2.636
6476 | 11.3879 | 4.2451 | 0.21997 | 2.7795
6477 | 11.8641 | 4.6549 | 0.20863 | 2.5996
6478 | 11.9567 | 4.4256 | 0.20665 | 2.3692
6479 | 11.6101 | 4.7137 | 0.20885 | 2.3229
6480 | 11.8518 | 4.8175 | 0.2087 | 2.4759
6481 | 11.8807 | 4.3773 | 0.22144 | 1.9882
6482 | 12.5027 | 4.8114 | 0.21773 | 1.9101
6483 | 12.0762 | 4.6096 | 0.22161 | 1.8465
6484 | 11.53 | 4.4921 | 0.2188 | 1.8454
6485 | 11.9867 | 4.7339 | 0.21231 | 2.0678
6486 | 12.299 | 4.5377 | 0.21281 | 1.8656
6487 | 11.8975 | 4.5337 | 0.22781 | 1.9222
6488 | 12.0991 | 4.6717 | 0.28713 | 1.7789
6489 | 11.9697 | 5.103 | 0.28353 | 1.915
6490 | 12.2271 | 5.2 | 0.3263 | 2.1996
6491 | 11.4586 | 5.3091 | 0.29486 | 2.2272
6492 | 11.0046 | 4.5821 | 0.24955 | 2.1075
6493 | 11.4673 | 4.3305 | 0.23755 | 2.2006
6494 | 11.2559 | 4.7168 | 0.21511 | 2.197
6495 | 11.335 | 4.1763 | 0.21609 | 2.4826
6496 | 11.8735 | 4.4409 | 0.19988 | 2.1778
6497 | 10.8693 | 4.2977 | 0.19722 | 2.1352
6498 | 11.2972 | 4.5776 | 0.21834 | 2.2042
6499 | 11.7352 | 4.5999 | 0.19264 | 2.1334
6500 | 11.6141 | 4.445 | 0.22735 | 2.0066
6501 | 12.1552 | 4.6312 | 0.2067 | 1.8528
6502 | 12.2881 | 4.5133 | 0.21331 | 1.9542
6503 | 11.4504 | 4.6084 | 0.22468 | 1.946
6504 | 11.9013 | 4.7738 | 0.22142 | 1.9908
6505 | 12.1062 | 4.5382 | 0.23573 | 1.9214
6506 | 11.8606 | 4.2594 | 0.2056 | 1.9336
6507 | 11.8926 | 4.3317 | 0.24017 | 2.2578
6508 | 11.9281 | 4.4564 | 0.23666 | 1.9615
6509 | 12.0748 | 4.713 | 0.23847 | 1.9573
6510 | 11.7668 | 4.4274 | 0.20774 | 1.8867
6511 | 11.9336 | 4.7249 | 0.2373 | 1.9306
6512 | 11.851 | 4.3977 | 0.23242 | 2.1913
6513 | 12.0354 | 4.7996 | 0.19951 | 2.1112
6514 | 11.3494 | 4.6649 | 0.20809 | 2.478
6515 | 11.3034 | 4.6206 | 0.20841 | 2.3189
6516 | 11.5998 | 4.5026 | 0.21358 | 2.2355
6517 | 11.3695 | 4.4843 | 0.21317 | 2.4831
6518 | 11.6894 | 4.5248 | 0.21715 | 2.4772
6519 | 11.4333 | 4.4736 | 0.20501 | 2.2208
6520 | 11.7952 | 4.6948 | 0.22061 | 2.4747
6521 | 11.0075 | 4.7 | 0.20568 | 2.3542
6522 | 11.294 | 4.5621 | 0.21757 | 2.5068
6523 | 11.7409 | 4.5191 | 0.21786 | 2.4246
6524 | 11.2659 | 4.5197 | 0.20843 | 2.3446
6525 | 11.7361 | 4.6904 | 0.22812 | 2.5004
6526 | 11.4958 | 4.7356 | 0.22357 | 2.2127
6527 | 12.1495 | 4.8005 | 0.19084 | 2.1635
6528 | 11.6169 | 4.4674 | 0.22593 | 2.286
6529 | 12.1579 | 4.1749 | 0.20496 | 2.5226
6530 | 11.6668 | 4.587 | 0.22277 | 2.4405
6531 | 11.8387 | 4.4925 | 0.23403 | 2.1231
6532 | 11.8564 | 4.4141 | 0.21255 | 2.3789
6533 | 12.4207 | 4.3075 | 0.20994 | 2.2551
6534 | 12.1044 | 4.497 | 0.22649 | 2.2962
6535 | 12.7056 | 4.4665 | 0.20942 | 2.2966
6536 | 13.1635 | 4.5326 | 0.21585 | 2.4871
6537 | 14.0145 | 4.7768 | 0.22201 | 2.6053
6538 | 14.9829 | 4.5459 | 0.20884 | 2.5778
6539 | 16.1961 | 4.2348 | 0.21945 | 2.6591
6540 | 16.439 | 4.6668 | 0.22921 | 2.7308
6541 | 16.3527 | 4.4372 | 0.20164 | 2.8359
6542 | 15.1731 | 4.5268 | 0.20274 | 2.8922
6543 | 13.7646 | 4.6044 | 0.21536 | 2.8779
6544 | 12.8448 | 4.5677 | 0.22633 | 2.8575
6545 | 11.8864 | 4.3816 | 0.20734 | 2.7696
6546 | 11.6426 | 4.6297 | 0.20143 | 2.7599
6547 | 11.761 | 4.5083 | 0.24385 | 2.7751
6548 | 11.0732 | 4.3324 | 0.20089 | 2.5742
6549 | 11.5379 | 4.5742 | 0.19586 | 2.2681
6550 | 12.2127 | 4.4262 | 0.21243 | 2.3571
6551 | 11.7982 | 4.5543 | 0.2273 | 2.1922
6552 | 12.1925 | 4.5566 | 0.21868 | 2.0282
6553 | 11.8709 | 4.6296 | 0.2197 | 1.9587
6554 | 12.4003 | 4.6029 | 0.21706 | 1.8931
6555 | 12.1572 | 4.2764 | 0.19927 | 1.8599
6556 | 12.228 | 4.6053 | 0.20513 | 1.9732
6557 | 12.3693 | 4.4354 | 0.20427 | 1.859
6558 | 11.8965 | 4.7845 | 0.3546 | 1.9484
6559 | 13.0723 | 6.5996 | 0.44051 | 2.1388
6560 | 13.0693 | 7.5604 | 0.52414 | 2.0327
6561 | 14.7563 | 8.0338 | 0.59242 | 2.0353
6562 | 15.7521 | 8.9954 | 0.68342 | 1.9152
6563 | 16.6932 | 8.9523 | 0.66456 | 1.9192
6564 | 17.6466 | 7.1222 | 0.49856 | 2.0031
6565 | 17.2452 | 5.2522 | 0.36893 | 2.3955
6566 | 15.891 | 4.4952 | 0.27724 | 2.3083
6567 | 14.1693 | 4.7786 | 0.2275 | 2.3834
6568 | 12.9149 | 4.7747 | 0.21001 | 2.3068
6569 | 12.6279 | 4.5133 | 0.20067 | 2.2901
6570 | 11.9489 | 4.4944 | 0.21126 | 2.1162
6571 | 12.3716 | 4.6848 | 0.23737 | 1.9819
6572 | 11.9137 | 4.5397 | 0.20901 | 1.9989
6573 | 11.3765 | 4.4532 | 0.22752 | 1.9154
6574 | 11.3226 | 4.5077 | 0.21113 | 1.6865
6575 | 12.0211 | 4.923 | 0.23104 | 1.9233
6576 | 12.1224 | 4.3933 | 0.27217 | 2.0464
6577 | 11.8643 | 5.2556 | 0.34307 | 1.877
6578 | 11.9654 | 6.4699 | 0.47683 | 2.028
6579 | 12.1844 | 8.0312 | 0.55379 | 1.8578
6580 | 11.8205 | 9.3385 | 0.69278 | 1.9855
6581 | 11.9039 | 9.9567 | 0.7407 | 1.8746
6582 | 12.5874 | 11.0006 | 0.82161 | 1.9893
6583 | 12.6057 | 11.7945 | 0.87931 | 1.8552
6584 | 13.3212 | 12.2478 | 0.94401 | 1.9768
6585 | 14.3254 | 12.8044 | 0.9569 | 2.0511
6586 | 15.9116 | 13.2563 | 1.0037 | 1.7826
6587 | 17.2414 | 12.6174 | 0.97269 | 2.2146
6588 | 17.4912 | 9.852 | 0.72383 | 2.4791
6589 | 16.0483 | 6.3335 | 0.44045 | 2.6323
6590 | 14.6995 | 4.5217 | 0.21053 | 2.8081
6591 | 13.8996 | 4.4374 | 0.21084 | 2.7167
6592 | 13.4026 | 4.7442 | 0.21689 | 2.5816
6593 | 12.3034 | 4.4397 | 0.23281 | 2.347
6594 | 12.5184 | 4.2377 | 0.22615 | 2.3807
6595 | 11.8677 | 4.4546 | 0.22406 | 2.0696
6596 | 12.263 | 4.5916 | 0.19647 | 2.1076
6597 | 12.5083 | 4.4469 | 0.24073 | 1.8452
6598 | 11.7417 | 4.5467 | 0.21292 | 1.8194
6599 | 11.7978 | 4.642 | 0.21968 | 1.991
6600 | 11.9359 | 4.5058 | 0.20372 | 1.9326
6601 | 11.99 | 4.2719 | 0.26057 | 1.8687
6602 | 12.6141 | 4.9656 | 0.37088 | 2.1061
6603 | 11.6566 | 6.2999 | 0.44794 | 1.9239
6604 | 11.6312 | 7.545 | 0.5357 | 1.9126
6605 | 12.1408 | 8.2154 | 0.6014 | 1.712
6606 | 12.5844 | 9.1128 | 0.67311 | 1.9624
6607 | 12.1383 | 10.0394 | 0.77486 | 2.0991
6608 | 13.0458 | 10.5696 | 0.82624 | 1.9625
6609 | 14.5646 | 11.4559 | 0.85276 | 2.0462
6610 | 15.878 | 11.6912 | 0.8511 | 1.914
6611 | 16.8189 | 10.9467 | 0.82409 | 2.1455
6612 | 17.3227 | 8.4389 | 0.61731 | 2.4729
6613 | 16.4732 | 5.3902 | 0.37256 | 2.6955
6614 | 15.2545 | 4.4072 | 0.21662 | 2.323
6615 | 14.093 | 4.3629 | 0.21548 | 2.614
6616 | 13.1834 | 4.5571 | 0.22522 | 2.6592
6617 | 12.1803 | 4.2893 | 0.21901 | 2.5361
6618 | 12.2623 | 4.4728 | 0.22254 | 2.23
6619 | 11.8409 | 4.354 | 0.22931 | 1.8885
6620 | 12.1726 | 4.5019 | 0.22427 | 2.0008
6621 | 11.6794 | 4.4172 | 0.22527 | 2.0461
6622 | 11.9634 | 4.5229 | 0.23982 | 1.8868
6623 | 12.9775 | 4.6506 | 0.21395 | 1.969
6624 | 11.966 | 4.7575 | 0.21908 | 1.9264
6625 | 12.4656 | 4.5767 | 0.23803 | 2.0149
6626 | 11.7111 | 4.5211 | 0.25926 | 1.8907
6627 | 11.6982 | 5.2607 | 0.34542 | 1.6216
6628 | 12.1697 | 6.2213 | 0.43642 | 1.8892
6629 | 12.0177 | 6.8767 | 0.49072 | 2.082
6630 | 12.1153 | 7.7234 | 0.56547 | 2.076
6631 | 12.5658 | 8.5262 | 0.6208 | 1.9522
6632 | 13.6813 | 8.6654 | 0.65803 | 1.8974
6633 | 14.4032 | 9.1839 | 0.67813 | 1.9873
6634 | 15.733 | 9.7749 | 0.68516 | 1.9424
6635 | 16.2681 | 9.5517 | 0.68741 | 2.1762
6636 | 17.1072 | 6.959 | 0.50075 | 2.2836
6637 | 16.5658 | 5.3848 | 0.36009 | 2.6159
6638 | 15.2861 | 4.5902 | 0.25572 | 2.8463
6639 | 14.0572 | 4.4233 | 0.18756 | 2.6084
6640 | 12.7894 | 4.6027 | 0.21599 | 2.7011
6641 | 12.2163 | 4.3369 | 0.20511 | 2.538
6642 | 12.4748 | 4.5391 | 0.18838 | 2.2379
6643 | 12.3458 | 4.5838 | 0.21437 | 2.3029
6644 | 12.3319 | 4.5614 | 0.20236 | 2.1009
6645 | 11.8399 | 4.734 | 0.22242 | 2.0049
6646 | 11.8103 | 4.4162 | 0.22073 | 1.9539
6647 | 12.1085 | 4.4495 | 0.23982 | 1.9883
6648 | 11.5094 | 4.6103 | 0.22893 | 2.0757
6649 | 11.653 | 4.4536 | 0.21388 | 2.0339
6650 | 11.6783 | 4.547 | 0.20799 | 1.9226
6651 | 12.1585 | 4.9157 | 0.24049 | 1.994
6652 | 12.1276 | 4.6206 | 0.32023 | 1.8683
6653 | 11.6101 | 4.9863 | 0.2719 | 1.9391
6654 | 12.2693 | 5.0913 | 0.33259 | 1.9302
6655 | 12.5549 | 5.7625 | 0.32456 | 2.0367
6656 | 11.6848 | 5.998 | 0.33306 | 1.9237
6657 | 12.2272 | 5.8097 | 0.37091 | 1.9427
6658 | 11.8904 | 5.9316 | 0.38483 | 2.037
6659 | 11.5042 | 6.0018 | 0.3848 | 2.2395
6660 | 11.4922 | 5.0272 | 0.28921 | 2.1932
6661 | 11.5928 | 4.6527 | 0.19866 | 2.3612
6662 | 11.744 | 4.626 | 0.21417 | 2.1676
6663 | 11.6908 | 4.5503 | 0.2228 | 2.3698
6664 | 11.3105 | 4.5674 | 0.19786 | 2.4277
6665 | 11.5573 | 4.5029 | 0.20724 | 2.285
6666 | 11.8656 | 4.2854 | 0.21013 | 1.9672
6667 | 11.7727 | 4.5516 | 0.21797 | 2.0839
6668 | 12.6082 | 4.4479 | 0.2052 | 2.0192
6669 | 11.534 | 4.3144 | 0.21619 | 1.951
6670 | 11.6259 | 4.5389 | 0.21061 | 2.1518
6671 | 11.6289 | 4.678 | 0.22762 | 2.0276
6672 | 11.6876 | 4.0482 | 0.22909 | 1.9334
6673 | 12.4882 | 4.3131 | 0.23705 | 1.9823
6674 | 11.7793 | 4.5846 | 0.21316 | 1.9199
6675 | 11.9601 | 4.5276 | 0.23498 | 1.9674
6676 | 12.4524 | 4.4122 | 0.22251 | 2.0522
6677 | 12.237 | 4.6391 | 0.23282 | 1.8065
6678 | 11.714 | 4.4871 | 0.21311 | 1.9676
6679 | 12.1021 | 4.8841 | 0.21969 | 1.8682
6680 | 12.1453 | 4.2586 | 0.22695 | 1.8589
6681 | 12.0138 | 4.5456 | 0.21314 | 1.816
6682 | 11.8534 | 4.5377 | 0.23082 | 2.0914
6683 | 12.4139 | 4.5565 | 0.21866 | 2.1133
6684 | 12.4495 | 4.6993 | 0.23874 | 2.0107
6685 | 11.7835 | 4.5701 | 0.22278 | 1.9403
6686 | 11.9092 | 4.6018 | 0.21652 | 2.1064
6687 | 11.3158 | 4.447 | 0.21077 | 2.1151
6688 | 11.6504 | 4.5659 | 0.21726 | 2.115
6689 | 11.4661 | 4.2319 | 0.19541 | 2.0696
6690 | 11.8712 | 4.5359 | 0.23131 | 2.2966
6691 | 11.7236 | 4.4491 | 0.20011 | 2.2252
6692 | 11.883 | 4.7419 | 0.22311 | 2.1562
6693 | 12.0303 | 4.6619 | 0.2433 | 2.0594
6694 | 11.0645 | 4.4035 | 0.20108 | 1.989
6695 | 11.9868 | 4.4615 | 0.22601 | 2.1045
6696 | 12.2722 | 4.3954 | 0.21265 | 2.1888
6697 | 12.0293 | 4.4822 | 0.22438 | 2.0824
6698 | 12.2712 | 4.6407 | 0.20918 | 2.2435
6699 | 11.8334 | 4.5324 | 0.23446 | 2.2854
6700 | 11.9295 | 4.327 | 0.20956 | 2.2102
6701 | 12.5556 | 4.605 | 0.21336 | 2.1051
6702 | 12.3556 | 4.6707 | 0.21391 | 1.9868
6703 | 12.9151 | 4.5666 | 0.21442 | 2.3464
6704 | 13.0792 | 4.7487 | 0.22019 | 2.0824
6705 | 14.8564 | 4.5802 | 0.18769 | 2.0654
6706 | 15.7534 | 4.2646 | 0.21458 | 2.3177
6707 | 16.1142 | 4.4991 | 0.21818 | 2.3746
6708 | 17.2557 | 4.624 | 0.20558 | 2.2492
6709 | 16.3493 | 4.5462 | 0.22178 | 2.4475
6710 | 15.135 | 4.477 | 0.21849 | 2.6217
6711 | 14.3274 | 4.4159 | 0.20776 | 2.5343
6712 | 12.5564 | 4.3973 | 0.2034 | 2.4659
6713 | 12.2101 | 4.714 | 0.19419 | 2.3693
6714 | 11.919 | 4.6904 | 0.21135 | 2.3618
6715 | 11.6841 | 4.5501 | 0.20406 | 2.4086
6716 | 12.0426 | 4.6438 | 0.22201 | 2.1774
6717 | 11.7407 | 4.821 | 0.20469 | 2.3723
6718 | 12.3029 | 4.598 | 0.20931 | 2.3667
6719 | 12.1096 | 4.6862 | 0.219 | 2.4397
6720 | 11.8854 | 4.6728 | 0.22921 | 2.0224
6721 | 12.4413 | 4.5045 | 0.22505 | 2.1861
6722 | 12.0212 | 4.3817 | 0.21126 | 2.0411
6723 | 12.1151 | 4.5589 | 0.22328 | 2.0366
6724 | 12.1005 | 4.2789 | 0.19049 | 1.987
6725 | 12.419 | 4.512 | 0.20114 | 1.9558
6726 | 12.2712 | 4.4762 | 0.20507 | 2.0123
6727 | 13.0485 | 4.3635 | 0.22555 | 2.115
6728 | 13.3312 | 4.4958 | 0.22457 | 1.7378
6729 | 14.225 | 4.3952 | 0.21608 | 2.0394
6730 | 15.4591 | 4.8174 | 0.23202 | 2.0391
6731 | 17.0752 | 4.5109 | 0.21623 | 2.0816
6732 | 17.2065 | 4.5963 | 0.22548 | 2.1781
6733 | 17.1402 | 4.7249 | 0.19935 | 1.9866
6734 | 16.1676 | 4.4243 | 0.21772 | 2.126
6735 | 14.5705 | 4.5195 | 0.18659 | 2.1082
6736 | 13.781 | 4.6159 | 0.21552 | 1.9931
6737 | 12.3579 | 4.5667 | 0.21781 | 2.1901
6738 | 12.3347 | 4.5767 | 0.19903 | 2.2983
6739 | 12.4835 | 4.2794 | 0.21772 | 2.2936
6740 | 11.9631 | 4.5998 | 0.20404 | 2.0334
6741 | 12.3795 | 4.3644 | 0.2059 | 2.2154
6742 | 12.0924 | 4.5404 | 0.22191 | 1.9721
6743 | 11.6727 | 4.7008 | 0.22943 | 2.0106
6744 | 12.1436 | 4.5477 | 0.22861 | 1.9907
6745 | 12.0797 | 4.7837 | 0.22847 | 1.9343
6746 | 11.8709 | 4.4941 | 0.20723 | 1.9972
6747 | 11.8517 | 4.4119 | 0.20726 | 1.973
6748 | 12.2006 | 4.3466 | 0.23124 | 2.0681
6749 | 11.6346 | 4.5892 | 0.2273 | 1.9799
6750 | 12.0533 | 4.3907 | 0.26347 | 2.0394
6751 | 13.162 | 4.5311 | 0.27555 | 2.0576
6752 | 13.6174 | 4.579 | 0.32305 | 1.8863
6753 | 14.615 | 4.9052 | 0.3302 | 2.0662
6754 | 15.4106 | 4.7264 | 0.32337 | 2.5323
6755 | 16.5256 | 4.9678 | 0.33082 | 2.4843
6756 | 16.8342 | 4.2597 | 0.21831 | 2.6624
6757 | 16.2282 | 4.5403 | 0.21327 | 2.6474
6758 | 15.0612 | 4.4867 | 0.22105 | 2.4683
6759 | 14.2548 | 4.3132 | 0.22015 | 2.6242
6760 | 13.3154 | 4.5425 | 0.2259 | 2.5524
6761 | 12.5268 | 4.43 | 0.23554 | 2.557
6762 | 12.7496 | 4.7333 | 0.22014 | 2.534
6763 | 11.8253 | 4.2631 | 0.19829 | 2.3985
6764 | 12.4032 | 4.5422 | 0.20146 | 2.6008
6765 | 11.6589 | 4.7519 | 0.21414 | 2.4753
6766 | 11.5779 | 4.5531 | 0.2045 | 2.2389
6767 | 12.1005 | 4.5344 | 0.21866 | 2.2038
6768 | 11.5179 | 4.3879 | 0.1899 | 2.169
6769 | 11.2594 | 4.4771 | 0.21531 | 2.2075
6770 | 11.1251 | 4.4367 | 0.22215 | 2.0489
6771 | 11.7196 | 4.6484 | 0.22322 | 2.1865
6772 | 12.105 | 4.4766 | 0.20042 | 1.9852
6773 | 12.0806 | 4.606 | 0.22975 | 2.0947
6774 | 12.8853 | 4.4032 | 0.21911 | 1.9343
6775 | 12.7881 | 4.5514 | 0.22056 | 1.9576
6776 | 13.4937 | 4.4332 | 0.19371 | 2.2553
6777 | 14.1047 | 4.6073 | 0.19513 | 2.3422
6778 | 14.7793 | 4.5882 | 0.21275 | 2.4894
6779 | 16.6625 | 4.5348 | 0.21978 | 2.7529
6780 | 16.6389 | 4.1968 | 0.21318 | 2.8073
6781 | 16.4436 | 4.4384 | 0.22133 | 2.8953
6782 | 14.8493 | 4.5179 | 0.22572 | 3.3892
6783 | 13.5578 | 4.5425 | 0.22623 | 3.4387
6784 | 12.5189 | 4.5757 | 0.22663 | 2.9506
6785 | 12.1017 | 4.6125 | 0.20218 | 3.072
6786 | 11.6883 | 4.1746 | 0.21524 | 2.783
6787 | 11.225 | 4.4091 | 0.21674 | 2.6741
6788 | 11.3858 | 4.5139 | 0.22392 | 2.6302
6789 | 11.825 | 4.5054 | 0.21231 | 2.7347
6790 | 11.2421 | 4.5331 | 0.21757 | 2.4789
6791 | 11.6268 | 4.5918 | 0.21398 | 2.3284
6792 | 12.2362 | 4.4686 | 0.21394 | 2.3368
6793 | 11.5344 | 4.4618 | 0.21712 | 2.4385
6794 | 11.7013 | 4.2803 | 0.22005 | 2.3024
6795 | 11.6904 | 4.4216 | 0.2346 | 2.2782
6796 | 12.1345 | 4.4536 | 0.22764 | 2.3862
6797 | 12.2336 | 4.455 | 0.23267 | 2.2944
6798 | 12.6749 | 4.2191 | 0.21187 | 2.3024
6799 | 12.4979 | 4.6242 | 0.19927 | 2.2503
6800 | 13.1758 | 4.497 | 0.22449 | 2.2893
6801 | 13.8431 | 4.5294 | 0.22846 | 2.6201
6802 | 15.2518 | 4.3357 | 0.18857 | 2.541
6803 | 15.5326 | 4.7447 | 0.21437 | 2.8994
6804 | 17.0041 | 4.1359 | 0.20676 | 2.9567
6805 | 16.2379 | 4.3305 | 0.23847 | 3.5837
6806 | 15.316 | 4.5624 | 0.21729 | 4.5636
6807 | 13.6289 | 4.6882 | 0.21134 | 4.488
6808 | 11.9879 | 4.7761 | 0.23938 | 4.1734
6809 | 12.3322 | 4.5903 | 0.22645 | 2.9758
6810 | 12.3824 | 4.5034 | 0.21803 | 2.8777
6811 | 11.7753 | 4.4804 | 0.20821 | 2.8221
6812 | 11.5662 | 4.6382 | 0.23407 | 2.6846
6813 | 12.2743 | 4.7634 | 0.20858 | 2.4187
6814 | 11.6425 | 4.4268 | 0.20074 | 2.4143
6815 | 11.6692 | 4.5926 | 0.20663 | 2.4015
6816 | 12.1338 | 4.5198 | 0.21824 | 2.2789
6817 | 12.0944 | 4.6799 | 0.1985 | 2.0072
6818 | 12.2012 | 4.3505 | 0.20453 | 1.8944
6819 | 11.7716 | 4.4814 | 0.22801 | 2.005
6820 | 11.6038 | 4.3464 | 0.21418 | 1.9825
6821 | 11.5469 | 4.7311 | 0.22836 | 1.7882
6822 | 11.7022 | 4.5106 | 0.21172 | 1.8384
6823 | 11.8592 | 4.5469 | 0.25409 | 1.9583
6824 | 12.3699 | 4.4551 | 0.26639 | 2.1363
6825 | 11.8117 | 4.9229 | 0.28734 | 2.2445
6826 | 11.7645 | 4.9396 | 0.27799 | 2.283
6827 | 11.0147 | 5.084 | 0.31096 | 2.1963
6828 | 11.8046 | 4.6356 | 0.20812 | 2.6712
6829 | 11.069 | 4.5554 | 0.21323 | 3.2859
6830 | 11.533 | 4.3855 | 0.23102 | 3.785
6831 | 10.7967 | 4.684 | 0.20936 | 3.8228
6832 | 11.0037 | 4.4138 | 0.23509 | 3.2049
6833 | 11.6964 | 4.7167 | 0.22343 | 2.2903
6834 | 11.2435 | 4.7081 | 0.21056 | 2.2259
6835 | 11.5303 | 4.7623 | 0.21026 | 2.1553
6836 | 11.5508 | 4.5558 | 0.20432 | 2.0831
6837 | 11.4961 | 4.5986 | 0.22485 | 2.0405
6838 | 12.1082 | 4.5648 | 0.24276 | 2.0622
6839 | 12.0057 | 4.5075 | 0.22012 | 2.0739
6840 | 12.1326 | 4.3147 | 0.2122 | 1.9181
6841 | 12.2229 | 4.5226 | 0.21623 | 2.0925
6842 | 12.0129 | 4.5054 | 0.20145 | 1.897
6843 | 12.4066 | 4.5641 | 0.18866 | 1.9748
6844 | 11.7978 | 4.7304 | 0.20226 | 1.8814
6845 | 12.0166 | 4.5485 | 0.2162 | 2.1159
6846 | 12.1676 | 4.4274 | 0.20795 | 1.8578
6847 | 12.0357 | 4.6459 | 0.22139 | 1.9938
6848 | 12.5221 | 4.5538 | 0.24362 | 1.9799
6849 | 12.2731 | 4.544 | 0.24935 | 1.8972
6850 | 11.2065 | 4.2927 | 0.2462 | 2.1484
6851 | 11.4061 | 4.334 | 0.21772 | 2.3483
6852 | 11.466 | 4.6393 | 0.21576 | 2.4265
6853 | 11.6206 | 4.6916 | 0.2031 | 2.2585
6854 | 10.9618 | 4.5835 | 0.21641 | 2.4394
6855 | 11.1758 | 4.457 | 0.2253 | 2.4554
6856 | 11.4214 | 4.4469 | 0.21993 | 2.4687
6857 | 11.3697 | 4.4635 | 0.21575 | 2.3786
6858 | 11.9471 | 4.6701 | 0.2233 | 2.2664
6859 | 11.6148 | 4.4362 | 0.19524 | 2.2608
6860 | 11.8146 | 4.6531 | 0.22801 | 2.3009
6861 | 11.7574 | 4.2867 | 0.22645 | 2.2023
6862 | 11.958 | 4.654 | 0.20245 | 2.1697
6863 | 11.479 | 4.4962 | 0.19986 | 1.9777
6864 | 11.547 | 4.3901 | 0.2149 | 1.9098
6865 | 12.2037 | 4.6234 | 0.21559 | 2.077
6866 | 11.6985 | 4.3283 | 0.2345 | 2.0796
6867 | 12.0801 | 4.5636 | 0.19204 | 2.1512
6868 | 12.1564 | 4.5167 | 0.21129 | 2.0938
6869 | 12.299 | 4.5285 | 0.19623 | 1.8839
6870 | 12.029 | 4.6563 | 0.21497 | 1.8084
6871 | 12.531 | 4.5765 | 0.21541 | 1.73
6872 | 13.0924 | 4.5261 | 0.21398 | 2.007
6873 | 14.4715 | 4.392 | 0.20647 | 2.1934
6874 | 15.4585 | 4.2396 | 0.21028 | 2.4209
6875 | 16.65 | 4.5518 | 0.21979 | 2.6033
6876 | 16.8479 | 4.4793 | 0.23907 | 2.5139
6877 | 16.3539 | 4.6202 | 0.20617 | 2.594
6878 | 15.289 | 4.4815 | 0.20215 | 2.7645
6879 | 13.9114 | 4.6519 | 0.22967 | 2.8198
6880 | 12.9147 | 4.4813 | 0.20336 | 2.8525
6881 | 12.4802 | 4.672 | 0.22161 | 2.8943
6882 | 12.1481 | 4.4324 | 0.21885 | 2.7082
6883 | 11.3903 | 4.6465 | 0.21016 | 2.5478
6884 | 11.5663 | 4.447 | 0.22062 | 2.4145
6885 | 12.0942 | 4.8626 | 0.18213 | 2.383
6886 | 12.2539 | 4.6948 | 0.22204 | 2.2611
6887 | 11.8745 | 4.5925 | 0.23451 | 2.1266
6888 | 12.4034 | 4.571 | 0.21276 | 1.9654
6889 | 12.1582 | 4.5572 | 0.20734 | 1.8986
6890 | 12.0735 | 4.3697 | 0.2122 | 2.1848
6891 | 12.1799 | 4.4895 | 0.21921 | 2.0668
6892 | 12.1065 | 4.6086 | 0.24081 | 1.9327
6893 | 12.466 | 4.2086 | 0.25721 | 1.8725
6894 | 12.0229 | 4.6302 | 0.31739 | 2.1282
6895 | 12.7807 | 5.5945 | 0.37942 | 2.0876
6896 | 13.7434 | 6.3905 | 0.46407 | 1.9409
6897 | 14.404 | 6.5953 | 0.48842 | 2.0622
6898 | 15.3726 | 7.2287 | 0.52261 | 2.3687
6899 | 17.0252 | 7.4033 | 0.53956 | 2.6885
6900 | 17.4406 | 5.3291 | 0.35733 | 2.6108
6901 | 16.8799 | 4.7078 | 0.2165 | 3.0046
6902 | 15.4697 | 4.3738 | 0.20804 | 2.9319
6903 | 13.7298 | 4.6066 | 0.18885 | 3.0618
6904 | 12.8803 | 4.7334 | 0.23941 | 2.8009
6905 | 12.2816 | 4.563 | 0.1858 | 2.8247
6906 | 11.998 | 4.7293 | 0.21741 | 2.3326
6907 | 11.94 | 4.6232 | 0.20902 | 2.2832
6908 | 11.3599 | 4.4314 | 0.22323 | 2.3317
6909 | 11.7065 | 4.8094 | 0.23228 | 2.2988
6910 | 12.3443 | 4.9546 | 0.2216 | 2.1716
6911 | 12.2566 | 4.4594 | 0.2082 | 1.9725
6912 | 12.4291 | 4.6144 | 0.20354 | 2.0574
6913 | 11.7994 | 4.1298 | 0.20964 | 2.1032
6914 | 11.7257 | 4.6402 | 0.21517 | 2.0562
6915 | 12.2788 | 4.6712 | 0.20771 | 1.877
6916 | 11.9 | 4.352 | 0.21381 | 1.7392
6917 | 11.9066 | 4.7883 | 0.2019 | 1.8664
6918 | 12.1845 | 4.5083 | 0.25933 | 2.0259
6919 | 12.7839 | 4.8987 | 0.316 | 1.9541
6920 | 13.0894 | 5.433 | 0.34505 | 1.9519
6921 | 14.7567 | 5.4819 | 0.40243 | 1.9048
6922 | 15.7364 | 5.8026 | 0.39369 | 1.9904
6923 | 17.729 | 5.9554 | 0.40141 | 1.9103
6924 | 17.6137 | 5.2063 | 0.35962 | 1.8654
6925 | 17.0618 | 5.2334 | 0.34448 | 1.8592
6926 | 15.7264 | 4.5413 | 0.28149 | 2.0796
6927 | 14.0742 | 4.5292 | 0.25729 | 2.3056
6928 | 13.2526 | 4.4157 | 0.20495 | 2.168
6929 | 12.627 | 4.2657 | 0.23066 | 2.0527
6930 | 12.3019 | 4.509 | 0.22953 | 2.0622
6931 | 12.3637 | 4.3829 | 0.22012 | 2.2114
6932 | 12.4242 | 4.6433 | 0.19925 | 2.0251
6933 | 12.0304 | 4.3453 | 0.21222 | 2.0183
6934 | 12.2331 | 4.5155 | 0.21119 | 2.0436
6935 | 11.5186 | 4.7951 | 0.18584 | 1.906
6936 | 12.3323 | 4.6376 | 0.22883 | 2.0403
6937 | 11.6344 | 4.3066 | 0.20226 | 1.8551
6938 | 11.8347 | 4.6793 | 0.19514 | 1.9537
6939 | 11.5392 | 4.3506 | 0.23986 | 1.9253
6940 | 12.0781 | 4.5756 | 0.26331 | 1.9224
6941 | 12.2507 | 4.5857 | 0.29243 | 1.9989
6942 | 12.2449 | 4.8169 | 0.32138 | 1.9867
6943 | 12.9541 | 4.9391 | 0.3455 | 1.9333
6944 | 13.6488 | 4.8093 | 0.36237 | 2.1283
6945 | 14.6744 | 5.2419 | 0.39011 | 1.9508
6946 | 15.5288 | 5.3912 | 0.38288 | 1.998
6947 | 16.3128 | 5.2716 | 0.34366 | 2.0344
6948 | 17.1053 | 4.7515 | 0.32185 | 2.1242
6949 | 17.168 | 4.2328 | 0.27485 | 1.962
6950 | 15.2053 | 4.5344 | 0.23386 | 2.4047
6951 | 14.6913 | 4.4457 | 0.24074 | 2.2544
6952 | 13.1172 | 4.5834 | 0.21378 | 2.4335
6953 | 12.6308 | 4.398 | 0.21736 | 2.4145
6954 | 12.5209 | 4.4519 | 0.22742 | 2.2462
6955 | 11.6469 | 4.6043 | 0.2243 | 2.2982
6956 | 11.3528 | 4.4829 | 0.21685 | 2.034
6957 | 11.8902 | 4.4179 | 0.22206 | 2.2595
6958 | 12.008 | 4.6096 | 0.23257 | 2.2894
6959 | 12.2544 | 4.7418 | 0.20554 | 2.0975
6960 | 11.9729 | 4.426 | 0.21024 | 2.1194
6961 | 12.0455 | 4.3018 | 0.22865 | 1.9729
6962 | 12.3981 | 4.5194 | 0.22971 | 2.0373
6963 | 12.0072 | 4.548 | 0.20038 | 1.7806
6964 | 12.1675 | 4.4248 | 0.23117 | 1.8787
6965 | 12.2369 | 4.6423 | 0.228 | 1.9614
6966 | 11.5773 | 4.5833 | 0.22762 | 1.9663
6967 | 12.6298 | 4.6336 | 0.25307 | 1.8774
6968 | 13.6101 | 4.5304 | 0.27961 | 1.9007
6969 | 14.5488 | 4.6027 | 0.27069 | 2.0148
6970 | 15.9129 | 4.5269 | 0.31262 | 1.962
6971 | 17.0957 | 4.844 | 0.29696 | 2.1378
6972 | 16.9555 | 4.6969 | 0.27782 | 2.2029
6973 | 16.4912 | 4.3815 | 0.23113 | 2.1423
6974 | 15.5426 | 4.542 | 0.20636 | 2.1774
6975 | 13.8333 | 5.0185 | 0.22404 | 2.4167
6976 | 13.0334 | 4.5728 | 0.24806 | 2.0644
6977 | 12.8985 | 4.1663 | 0.21081 | 1.9459
6978 | 12.3328 | 4.1341 | 0.21255 | 2.023
6979 | 12.2549 | 4.5037 | 0.2165 | 1.9989
6980 | 11.5398 | 4.7861 | 0.20446 | 1.955
6981 | 12.0042 | 4.6807 | 0.24548 | 1.9637
6982 | 12.1972 | 4.5809 | 0.20759 | 1.8372
6983 | 12.0623 | 4.5528 | 0.19149 | 1.8535
6984 | 12.25 | 4.391 | 0.20772 | 1.9578
6985 | 11.3047 | 4.4304 | 0.23255 | 1.9904
6986 | 11.7603 | 4.5396 | 0.27063 | 1.8564
6987 | 12.2838 | 4.8574 | 0.32576 | 1.8793
6988 | 11.7258 | 5.4195 | 0.3604 | 2.1942
6989 | 12.5222 | 5.4532 | 0.31933 | 2.0152
6990 | 12.4749 | 5.5703 | 0.34434 | 2.0458
6991 | 11.4843 | 6.0498 | 0.40029 | 2.0255
6992 | 11.7616 | 6.393 | 0.42501 | 1.9584
6993 | 12.2171 | 6.7402 | 0.41405 | 1.9455
6994 | 12.4255 | 6.8809 | 0.44673 | 1.967
6995 | 11.6587 | 6.6841 | 0.44687 | 1.8131
6996 | 11.5395 | 6.0569 | 0.37182 | 1.9491
6997 | 12.2952 | 6.0615 | 0.37818 | 2.0365
6998 | 12.3135 | 5.7301 | 0.35195 | 2.1135
6999 | 11.8602 | 4.7002 | 0.24587 | 2.0269
7000 | 11.5761 | 4.438 | 0.20201 | 1.8381
7001 | 11.7469 | 4.5682 | 0.21547 | 2.0006
7002 | 12.2536 | 4.736 | 0.21945 | 1.8367
7003 | 12.1345 | 5.0044 | 0.21284 | 1.9388
7004 | 12.1172 | 4.7245 | 0.19454 | 1.8073
7005 | 11.9439 | 4.684 | 0.21287 | 1.9702
7006 | 12.4442 | 4.7248 | 0.25222 | 1.9517
7007 | 11.6702 | 4.4781 | 0.24671 | 2.0843
7008 | 12.1235 | 4.613 | 0.25862 | 1.7982
7009 | 11.5172 | 4.724 | 0.26405 | 1.7864
7010 | 12.2553 | 4.6601 | 0.27275 | 1.9377
7011 | 11.6757 | 4.7012 | 0.29376 | 1.933
7012 | 12.4903 | 4.6145 | 0.27555 | 1.9547
7013 | 11.862 | 4.8676 | 0.2856 | 2.2327
7014 | 12.1985 | 4.9442 | 0.27959 | 1.922
7015 | 12.057 | 4.8873 | 0.26911 | 1.9496
7016 | 11.669 | 4.5757 | 0.29083 | 1.7831
7017 | 11.8591 | 5.1841 | 0.33656 | 1.9589
7018 | 12.0935 | 5.1909 | 0.30184 | 2.123
7019 | 11.5656 | 4.9418 | 0.30584 | 2.0657
7020 | 11.9641 | 4.564 | 0.23832 | 2.1366
7021 | 11.6432 | 4.4449 | 0.21472 | 2.2509
7022 | 11.515 | 4.6301 | 0.22472 | 2.2983
7023 | 11.6829 | 4.6399 | 0.21525 | 2.3295
7024 | 11.762 | 4.6698 | 0.20553 | 2.1831
7025 | 12.2619 | 4.4544 | 0.2119 | 2.213
7026 | 11.8496 | 4.9117 | 0.22091 | 2.2062
7027 | 11.6045 | 4.5422 | 0.23768 | 2.0297
7028 | 11.6134 | 4.6236 | 0.2015 | 2.1939
7029 | 11.9199 | 4.5701 | 0.2458 | 1.8746
7030 | 12.1864 | 4.5528 | 0.21404 | 2.0478
7031 | 11.8495 | 4.8091 | 0.22581 | 2.1289
7032 | 12.117 | 4.748 | 0.23701 | 2.1046
7033 | 12.238 | 4.6474 | 0.2077 | 2.1655
7034 | 12.3142 | 4.3971 | 0.20848 | 1.956
7035 | 12.4651 | 4.3586 | 0.2375 | 1.9153
7036 | 12.1866 | 4.7861 | 0.21959 | 2.0231
7037 | 11.1925 | 4.6607 | 0.20611 | 2.0521
7038 | 12.087 | 4.4366 | 0.23413 | 1.8012
7039 | 12.3315 | 4.6189 | 0.20704 | 1.7368
7040 | 13.2763 | 4.9764 | 0.20745 | 1.8927
7041 | 13.9918 | 4.5476 | 0.20646 | 1.9636
7042 | 15.8547 | 4.4793 | 0.24611 | 2.2211
7043 | 16.8784 | 4.7284 | 0.21719 | 2.2587
7044 | 17.1741 | 4.4439 | 0.22019 | 2.1509
7045 | 17.1754 | 4.5413 | 0.21689 | 2.2756
7046 | 15.2889 | 4.4309 | 0.23715 | 2.3922
7047 | 14.2363 | 4.5664 | 0.19371 | 2.52
7048 | 13.463 | 4.365 | 0.22456 | 2.22
7049 | 12.1756 | 4.4228 | 0.20226 | 2.2117
7050 | 11.7302 | 4.3027 | 0.20299 | 2.1618
7051 | 12.1313 | 4.4719 | 0.22271 | 2.1185
7052 | 11.9484 | 4.6291 | 0.22374 | 2.042
7053 | 11.2581 | 4.6839 | 0.2128 | 1.9362
7054 | 12.3383 | 4.8438 | 0.20015 | 1.9302
7055 | 11.6583 | 4.4894 | 0.21634 | 2.0013
7056 | 11.6218 | 4.5758 | 0.2227 | 1.8828
7057 | 11.5397 | 4.5261 | 0.19566 | 1.8703
7058 | 12.5237 | 4.4275 | 0.21451 | 2.09
7059 | 12.1195 | 4.4398 | 0.27064 | 1.9813
7060 | 12.5611 | 4.9026 | 0.2982 | 1.8767
7061 | 12.159 | 5.5395 | 0.37798 | 2.0018
7062 | 11.7994 | 6.565 | 0.47593 | 1.9679
7063 | 12.7441 | 7.6304 | 0.5448 | 2.0257
7064 | 13.1486 | 7.9436 | 0.59185 | 1.9236
7065 | 14.6156 | 8.2872 | 0.6329 | 1.9237
7066 | 15.5368 | 8.9649 | 0.64785 | 1.9213
7067 | 16.3961 | 9.1483 | 0.66171 | 2.0344
7068 | 17.3048 | 7.8017 | 0.55809 | 2.2117
7069 | 16.6051 | 6.1555 | 0.46524 | 1.8802
7070 | 15.8797 | 4.7831 | 0.27873 | 2.0829
7071 | 14.533 | 4.7692 | 0.20559 | 2.1917
7072 | 13.0895 | 4.3125 | 0.2319 | 1.8678
7073 | 12.7189 | 4.5844 | 0.22218 | 1.9997
7074 | 12.5513 | 4.7567 | 0.20979 | 1.8936
7075 | 11.8692 | 4.5839 | 0.2323 | 1.9345
7076 | 12.5965 | 4.5543 | 0.17451 | 1.8821
7077 | 12.2385 | 4.4551 | 0.24977 | 1.767
7078 | 12.2165 | 4.5719 | 0.32398 | 2.1128
7079 | 11.715 | 5.2493 | 0.3607 | 1.9384
7080 | 12.4337 | 5.9116 | 0.41757 | 2.0255
7081 | 11.5032 | 6.734 | 0.44931 | 2.0893
7082 | 12.1811 | 7.3425 | 0.50993 | 1.7868
7083 | 11.8709 | 7.679 | 0.56329 | 1.8095
7084 | 11.8919 | 8.4556 | 0.60783 | 1.9739
7085 | 12.0701 | 9.0152 | 0.66456 | 1.9499
7086 | 12.0468 | 9.5412 | 0.69905 | 1.9185
7087 | 12.1067 | 9.9856 | 0.73479 | 1.8503
7088 | 13.6222 | 10.1835 | 0.75943 | 1.9849
7089 | 14.4775 | 10.5514 | 0.74805 | 1.8686
7090 | 15.5248 | 10.6594 | 0.79447 | 1.8316
7091 | 16.6414 | 10.37 | 0.81272 | 2.0307
7092 | 17.1328 | 10.1429 | 0.73133 | 1.8685
7093 | 17.1134 | 8.729 | 0.66254 | 1.8488
7094 | 15.9785 | 7.456 | 0.52352 | 1.9863
7095 | 14.5249 | 6.37 | 0.44283 | 2.2391
7096 | 13.1587 | 4.8773 | 0.34729 | 2.0776
7097 | 12.3896 | 4.5913 | 0.21582 | 2.0996
7098 | 11.5541 | 4.5758 | 0.22073 | 1.7892
7099 | 12.0589 | 4.5755 | 0.19761 | 1.834
7100 | 11.537 | 4.618 | 0.20576 | 1.9969
7101 | 12.5486 | 4.5907 | 0.20863 | 1.9027
7102 | 12.1028 | 4.514 | 0.22639 | 2.101
7103 | 12.1113 | 4.5893 | 0.27266 | 2.0095
7104 | 12.2427 | 4.6141 | 0.32424 | 1.9574
7105 | 11.6079 | 5.0902 | 0.35136 | 1.9056
7106 | 12.0471 | 5.6313 | 0.41585 | 1.974
7107 | 11.704 | 5.9762 | 0.44378 | 1.92
7108 | 11.8826 | 7.0306 | 0.49864 | 1.7903
7109 | 11.7154 | 7.5593 | 0.54073 | 1.9788
7110 | 12.2394 | 7.9464 | 0.57352 | 1.7616
7111 | 12.1723 | 8.0649 | 0.60568 | 1.9516
7112 | 13.4634 | 8.529 | 0.60181 | 1.913
7113 | 14.6742 | 8.7445 | 0.63029 | 1.8189
7114 | 15.4897 | 9.0671 | 0.64428 | 1.8733
7115 | 16.7442 | 8.5498 | 0.65273 | 1.8062
7116 | 17.4904 | 8.3198 | 0.64125 | 1.8025
7117 | 16.7443 | 7.7104 | 0.54669 | 2.0793
7118 | 15.464 | 6.7002 | 0.4659 | 2.1415
7119 | 14.5695 | 5.3794 | 0.33694 | 1.9568
7120 | 13.3139 | 4.2839 | 0.27275 | 2.0929
7121 | 12.6346 | 4.5254 | 0.20992 | 2.0201
7122 | 12.2154 | 4.6628 | 0.2202 | 1.8484
7123 | 12.1634 | 4.3042 | 0.203 | 1.979
7124 | 12.2332 | 4.0487 | 0.22419 | 1.9544
7125 | 12.3605 | 4.6377 | 0.18448 | 1.9556
7126 | 12.1552 | 4.4921 | 0.24025 | 1.8932
7127 | 11.8667 | 4.4736 | 0.30264 | 1.9099
7128 | 12.1792 | 5.2017 | 0.37898 | 2.0455
7129 | 12.1936 | 6.2936 | 0.41956 | 1.9104
7130 | 11.8676 | 6.9737 | 0.49107 | 2.0853
7131 | 12.0094 | 7.4696 | 0.54193 | 1.9047
7132 | 11.968 | 8.2633 | 0.60718 | 1.9295
7133 | 12.3093 | 9.372 | 0.66308 | 1.9795
7134 | 12.1188 | 10.1245 | 0.75438 | 1.8647
7135 | 12.9737 | 10.9428 | 0.83294 | 1.8333
7136 | 12.8925 | 11.8658 | 0.88599 | 1.9409
7137 | 14.2435 | 12.2795 | 0.91369 | 1.9538
7138 | 15.2421 | 12.9017 | 0.97132 | 1.887
7139 | 16.6355 | 12.712 | 0.94647 | 1.989
7140 | 17.1198 | 11.4732 | 0.84786 | 1.8552
7141 | 15.8819 | 9.3366 | 0.68223 | 2.1049
7142 | 15.2362 | 6.9147 | 0.49951 | 2.2257
7143 | 14.9416 | 4.7461 | 0.33179 | 2.3419
7144 | 13.3062 | 4.6194 | 0.19994 | 2.1475
7145 | 12.4859 | 4.1839 | 0.20034 | 1.9906
7146 | 12.4255 | 4.7813 | 0.22809 | 1.9161
7147 | 11.7711 | 4.4814 | 0.23009 | 2.0348
7148 | 11.9009 | 4.7699 | 0.20029 | 2.1096
7149 | 12.4799 | 4.3363 | 0.20122 | 1.9591
7150 | 11.9974 | 4.9325 | 0.31667 | 2.104
7151 | 11.4071 | 5.6447 | 0.37368 | 1.945
7152 | 11.6365 | 6.146 | 0.42385 | 1.8655
7153 | 12.0119 | 6.9472 | 0.48574 | 1.8225
7154 | 11.5966 | 7.5246 | 0.54752 | 1.7479
7155 | 11.6301 | 8.4733 | 0.62901 | 1.8511
7156 | 12.1636 | 9.0999 | 0.66776 | 1.6854
7157 | 12.0892 | 7.0693 | 0.4609 | 2.0001
7158 | 12.0817 | 7.3487 | 0.46351 | 1.8672
7159 | 11.7326 | 7.8056 | 0.52046 | 1.9037
7160 | 12.1051 | 7.9145 | 0.50635 | 1.7934
7161 | 12.0468 | 7.6645 | 0.52677 | 1.907
7162 | 12.3218 | 7.8169 | 0.54339 | 1.9596
7163 | 11.6516 | 8.2779 | 0.53839 | 1.8795
7164 | 12.0361 | 8.005 | 0.52609 | 1.9749
7165 | 11.9068 | 7.6816 | 0.50006 | 1.9758
7166 | 11.6974 | 7.0793 | 0.47944 | 2.0078
7167 | 11.8028 | 7.2082 | 0.48104 | 1.9231
7168 | 12.4677 | 6.9161 | 0.43399 | 1.9443
7169 | 11.7512 | 6.7776 | 0.42628 | 1.9489
7170 | 12.0483 | 6.8169 | 0.39522 | 1.8306
7171 | 12.2372 | 6.621 | 0.43984 | 1.9105
7172 | 11.8313 | 7.0113 | 0.44131 | 1.9239
7173 | 11.4028 | 7.1234 | 0.47008 | 1.9683
7174 | 12.1625 | 7.1852 | 0.47958 | 1.8694
7175 | 12.2331 | 7.5026 | 0.49376 | 1.793
7176 | 12.1764 | 7.5894 | 0.5022 | 1.9197
7177 | 12.0973 | 8.2439 | 0.55544 | 1.9544
7178 | 12.1512 | 8.4787 | 0.5903 | 1.9279
7179 | 12.2386 | 8.2576 | 0.55345 | 1.9349
7180 | 11.9023 | 8.5012 | 0.59041 | 1.9116
7181 | 12.1601 | 8.7306 | 0.58287 | 1.7895
7182 | 11.23 | 8.8697 | 0.6054 | 1.9492
7183 | 12.0151 | 9.0203 | 0.61644 | 1.9963
7184 | 11.6821 | 9.0852 | 0.59669 | 1.8764
7185 | 12.3622 | 9.6636 | 0.63679 | 1.8303
7186 | 12.2628 | 9.4482 | 0.64269 | 2.0421
7187 | 11.8534 | 9.4175 | 0.64541 | 1.9928
7188 | 12.0916 | 8.6664 | 0.61 | 1.9106
7189 | 11.6027 | 7.988 | 0.52219 | 1.7751
7190 | 12.6068 | 6.7256 | 0.45031 | 1.9402
7191 | 11.8689 | 5.9566 | 0.37316 | 1.9119
7192 | 11.2197 | 5.049 | 0.29747 | 2.0956
7193 | 12.3242 | 4.5298 | 0.25445 | 1.9833
7194 | 11.7357 | 4.4946 | 0.21141 | 1.9429
7195 | 11.9844 | 4.5196 | 0.21109 | 2.1305
7196 | 11.7518 | 4.6773 | 0.21463 | 1.9213
7197 | 11.8618 | 5.1006 | 0.29191 | 1.9957
7198 | 12.3567 | 5.3189 | 0.32068 | 1.8245
7199 | 11.6771 | 5.5275 | 0.35411 | 1.9366
7200 | 11.8074 | 5.7866 | 0.37955 | 2.0582
7201 | 12.5815 | 6.4924 | 0.36742 | 1.893
7202 | 11.7053 | 6.4951 | 0.43092 | 2.0129
7203 | 12.3413 | 6.793 | 0.4578 | 1.8145
7204 | 11.4012 | 7.4032 | 0.48969 | 2.0716
7205 | 12.2213 | 10.8806 | 0.78866 | 1.9627
7206 | 12.5502 | 11.2317 | 0.84897 | 1.8622
7207 | 12.2211 | 12.3084 | 0.92096 | 2.1531
7208 | 13.3474 | 12.9219 | 0.97278 | 2.0077
7209 | 14.1212 | 13.3025 | 0.99913 | 1.9356
7210 | 16.2459 | 13.2373 | 1.0154 | 2.0049
7211 | 17.2092 | 13.2404 | 1.0256 | 1.9625
7212 | 17.1217 | 13.3135 | 1.0113 | 2.1142
7213 | 16.8663 | 12.4395 | 0.94898 | 1.9621
7214 | 15.9621 | 11.8995 | 0.87714 | 2.0173
7215 | 14.7152 | 10.9734 | 0.81548 | 2.0231
7216 | 13.5176 | 10.8816 | 0.81962 | 1.9342
7217 | 12.5364 | 10.6531 | 0.76735 | 1.9675
7218 | 11.7001 | 10.0521 | 0.74779 | 2.0158
7219 | 12.1387 | 9.901 | 0.71754 | 2.0964
7220 | 12.0989 | 9.7349 | 0.72761 | 2.0613
7221 | 11.909 | 10.5817 | 0.76919 | 2.0081
7222 | 11.8402 | 10.6587 | 0.7864 | 1.7999
7223 | 12.0857 | 10.8226 | 0.80165 | 1.7225
7224 | 11.681 | 10.977 | 0.78755 | 1.8957
7225 | 12.3527 | 11.4323 | 0.81195 | 1.929
7226 | 12.6002 | 11.3096 | 0.85022 | 1.9217
7227 | 12.0071 | 11.7603 | 0.86599 | 1.9275
7228 | 11.6819 | 11.9504 | 0.89965 | 1.8929
7229 | 12.4279 | 11.0379 | 0.85536 | 1.9307
7230 | 12.117 | 11.2707 | 0.83131 | 1.9956
7231 | 12.7711 | 11.4611 | 0.83389 | 1.9579
7232 | 13.0886 | 11.0044 | 0.82271 | 1.8592
7233 | 14.2618 | 10.8832 | 0.81241 | 1.9214
7234 | 16.3193 | 10.6973 | 0.79444 | 1.8931
7235 | 16.5752 | 10.7316 | 0.8146 | 2.1057
7236 | 17.9137 | 10.0199 | 0.75748 | 2.1231
7237 | 16.9616 | 8.9125 | 0.63618 | 2.0261
7238 | 16.0739 | 7.8547 | 0.5656 | 1.7672
7239 | 14.4709 | 7.0691 | 0.4744 | 1.9632
7240 | 13.9176 | 6.0441 | 0.44366 | 1.9244
7241 | 12.6826 | 5.2618 | 0.38079 | 1.8868
7242 | 12.0073 | 4.6892 | 0.30699 | 1.806
7243 | 12.5765 | 4.5945 | 0.30186 | 1.8479
7244 | 11.8397 | 4.8545 | 0.31178 | 2.1326
7245 | 12.1206 | 5.6356 | 0.40363 | 2.0139
7246 | 12.4507 | 5.8297 | 0.4282 | 1.973
7247 | 11.919 | 6.3508 | 0.43747 | 2.0444
7248 | 12.02 | 6.4291 | 0.44889 | 1.9108
7249 | 11.6108 | 6.7878 | 0.48758 | 1.7419
7250 | 12.0245 | 7.099 | 0.5198 | 2.0441
7251 | 12.3181 | 6.9661 | 0.53614 | 1.94
7252 | 12.6286 | 7.5992 | 0.54756 | 1.8563
7253 | 11.6065 | 8.0655 | 0.58451 | 1.9095
7254 | 12.5048 | 8.5724 | 0.61783 | 1.7514
7255 | 12.4173 | 9.0005 | 0.63467 | 1.85
7256 | 13.6261 | 9.1086 | 0.64778 | 2.0289
7257 | 14.412 | 9.8157 | 0.69672 | 1.901
7258 | 15.4459 | 9.4988 | 0.6894 | 1.8062
7259 | 16.9944 | 9.4377 | 0.71999 | 1.9313
7260 | 16.7942 | 8.7397 | 0.61761 | 1.8022
7261 | 16.1055 | 7.617 | 0.57584 | 1.8073
7262 | 15.5711 | 6.6769 | 0.45831 | 2.0882
7263 | 14.6089 | 5.7361 | 0.39044 | 1.9994
7264 | 13.2684 | 4.7865 | 0.30438 | 1.9153
7265 | 12.786 | 4.1459 | 0.24252 | 1.9892
7266 | 12.3525 | 4.4406 | 0.2439 | 1.7978
7267 | 12.6928 | 4.5805 | 0.21598 | 1.9339
7268 | 12.4358 | 4.6331 | 0.23877 | 2.0173
7269 | 12.1806 | 4.4052 | 0.31962 | 1.9732
7270 | 11.7486 | 5.384 | 0.34413 | 1.938
7271 | 11.8041 | 5.8373 | 0.41832 | 1.9055
7272 | 12.1853 | 6.2783 | 0.4663 | 2.0503
7273 | 12.2601 | 6.9047 | 0.4797 | 2.0428
7274 | 12.0965 | 7.3828 | 0.53189 | 1.854
7275 | 11.8074 | 7.7681 | 0.57066 | 1.8122
7276 | 12.2409 | 8.7756 | 0.62316 | 1.8185
7277 | 12.1375 | 8.8663 | 0.65911 | 1.8408
7278 | 11.946 | 9.2944 | 0.68721 | 1.8452
7279 | 12.0686 | 9.7919 | 0.74376 | 1.9385
7280 | 13.1482 | 10.3376 | 0.75364 | 2.0683
7281 | 14.5939 | 10.2432 | 0.80529 | 1.9472
7282 | 15.2865 | 10.3852 | 0.77388 | 1.9026
7283 | 16.9302 | 10.7373 | 0.80272 | 2.0323
7284 | 17.4998 | 10.0588 | 0.73 | 1.9584
7285 | 16.7675 | 8.4888 | 0.6418 | 1.8753
7286 | 15.917 | 7.561 | 0.53767 | 1.8514
7287 | 14.464 | 6.6279 | 0.48572 | 2.0644
7288 | 13.2266 | 5.8888 | 0.41466 | 2.0026
7289 | 12.2993 | 5.8439 | 0.36747 | 1.8738
7290 | 12.4742 | 5.3774 | 0.35213 | 1.9179
7291 | 12.0191 | 5.4872 | 0.38624 | 1.7806
7292 | 11.5262 | 6.0577 | 0.44153 | 1.9129
7293 | 11.9607 | 6.8381 | 0.47615 | 1.9168
7294 | 11.5356 | 7.2853 | 0.56058 | 1.9172
7295 | 12.291 | 8.4491 | 0.6034 | 1.9559
7296 | 11.8919 | 9.0401 | 0.65937 | 1.9358
7297 | 12.2057 | 9.3881 | 0.7159 | 1.7248
7298 | 11.7616 | 10.4666 | 0.75441 | 1.7622
7299 | 11.8828 | 11.0047 | 0.80104 | 1.8752
7300 | 11.8889 | 11.6442 | 0.8716 | 1.9307
7301 | 12.4994 | 12.4748 | 0.94691 | 1.9587
7302 | 12.1798 | 13.6441 | 1.0461 | 1.9414
7303 | 12.8485 | 14.9171 | 1.111 | 2.008
7304 | 13.3119 | 15.4563 | 1.154 | 2.0413
7305 | 14.145 | 16.0789 | 1.2328 | 1.9312
7306 | 16.0514 | 16.6397 | 1.2446 | 2.0302
7307 | 16.9778 | 16.6575 | 1.2559 | 1.9156
7308 | 17.5199 | 16.7741 | 1.2974 | 1.8454
7309 | 16.756 | 15.8196 | 1.1838 | 1.9188
7310 | 15.6445 | 13.9936 | 1.0576 | 1.814
7311 | 14.302 | 12.9174 | 0.9683 | 1.8794
7312 | 12.5576 | 12.2339 | 0.92229 | 1.7768
7313 | 13.108 | 11.7531 | 0.87573 | 1.8779
7314 | 12.0803 | 11.4189 | 0.86197 | 1.9721
7315 | 12.1832 | 11.2623 | 0.85016 | 1.9938
7316 | 11.8021 | 11.7103 | 0.86972 | 1.7909
7317 | 12.1804 | 12.5391 | 0.95188 | 1.8437
7318 | 11.8359 | 13.271 | 0.98172 | 1.9043
7319 | 12.2935 | 13.8135 | 1.0447 | 2.0764
7320 | 12.287 | 14.1717 | 1.0781 | 2.0151
7321 | 11.7966 | 14.8612 | 1.1259 | 1.8029
7322 | 12.2266 | 15.3208 | 1.1482 | 1.8029
7323 | 12.1171 | 15.8429 | 1.2094 | 1.8605
7324 | 12.4522 | 16.409 | 1.2725 | 1.9223
7325 | 12.1248 | 10.6465 | 0.76141 | 1.8657
7326 | 12.1646 | 10.3216 | 0.73264 | 1.8155
7327 | 11.6208 | 10.7509 | 0.74575 | 2.0859
7328 | 12.4063 | 10.7054 | 0.74956 | 2.0554
7329 | 11.5673 | 10.9129 | 0.73878 | 1.8545
7330 | 11.8946 | 10.4727 | 0.75915 | 1.9125
7331 | 12.2143 | 10.8153 | 0.73476 | 1.8921
7332 | 12.3372 | 10.1559 | 0.72497 | 1.9513
7333 | 11.7282 | 9.4787 | 0.61585 | 1.9103
7334 | 12.1543 | 8.7775 | 0.60658 | 1.8233
7335 | 12.504 | 8.6753 | 0.58511 | 1.851
7336 | 11.9225 | 8.6203 | 0.57496 | 1.8178
7337 | 12.0532 | 8.4812 | 0.60141 | 2.0211
7338 | 11.6007 | 7.555 | 0.49101 | 1.9931
7339 | 11.8895 | 7.2183 | 0.4616 | 1.9459
7340 | 11.7068 | 6.8838 | 0.43388 | 1.8656
7341 | 12.2104 | 7.6718 | 0.49845 | 2.0608
7342 | 11.6087 | 7.9608 | 0.52334 | 1.9614
7343 | 12.3716 | 8.1273 | 0.55859 | 1.894
7344 | 12.6187 | 8.3325 | 0.58513 | 1.937
7345 | 12.1756 | 8.8509 | 0.6018 | 2.1394
7346 | 12.1871 | 8.9515 | 0.61517 | 1.9532
7347 | 12.258 | 9.298 | 0.6489 | 1.9452
7348 | 11.7015 | 9.5889 | 0.67492 | 1.9894
7349 | 12.2428 | 9.9833 | 0.69903 | 1.9763
7350 | 11.5006 | 10.1915 | 0.7225 | 1.9462
7351 | 12.1222 | 10.9611 | 0.77296 | 1.8634
7352 | 12.393 | 11.4061 | 0.80109 | 2.0647
7353 | 12.1855 | 11.547 | 0.84117 | 1.9762
7354 | 11.8517 | 11.7491 | 0.83391 | 2.0777
7355 | 11.5852 | 11.7805 | 0.85863 | 2.0786
7356 | 12.1988 | 11.5503 | 0.82774 | 1.868
7357 | 11.5804 | 9.5615 | 0.68206 | 1.8973
7358 | 11.8192 | 8.2668 | 0.55961 | 1.9232
7359 | 11.7094 | 6.9191 | 0.47067 | 2.07
7360 | 11.4659 | 5.9846 | 0.39052 | 1.9123
7361 | 11.6909 | 5.5626 | 0.327 | 1.9625
7362 | 11.4742 | 5.4387 | 0.31021 | 2.003
7363 | 12.4011 | 5.2937 | 0.31368 | 1.899
7364 | 11.7248 | 6.3644 | 0.39529 | 1.9594
7365 | 11.8615 | 7.4466 | 0.4937 | 2.0467
7366 | 11.7786 | 7.7514 | 0.49748 | 1.9976
7367 | 11.9319 | 7.9233 | 0.54047 | 1.8318
7368 | 12.2055 | 8.1907 | 0.54487 | 1.9699
7369 | 12.0186 | 8.7574 | 0.58066 | 1.7975
7370 | 11.8914 | 8.8261 | 0.60821 | 1.9676
7371 | 11.3448 | 9.3006 | 0.6116 | 1.8343
7372 | 12.4553 | 9.5115 | 0.63994 | 2.1475
7373 | 12.3982 | 14.5325 | 1.0795 | 1.8752
7374 | 12.3417 | 14.4702 | 1.0998 | 1.9307
7375 | 12.7526 | 14.3607 | 1.085 | 1.9289
7376 | 13.2502 | 14.2354 | 1.0827 | 2.1205
7377 | 14.4522 | 14.2513 | 1.0757 | 1.9186
7378 | 15.3282 | 14.3562 | 1.0873 | 1.9622
7379 | 17.0461 | 14.2337 | 1.1075 | 2.0551
7380 | 17.1992 | 14.1268 | 1.0819 | 1.8598
7381 | 16.9984 | 13.571 | 0.99477 | 1.8297
7382 | 15.5086 | 12.8332 | 0.95454 | 2.0316
7383 | 14.2917 | 12.0688 | 0.91064 | 1.9161
7384 | 13.3804 | 11.4871 | 0.86469 | 1.8886
7385 | 12.6248 | 11.4159 | 0.85118 | 2.0575
7386 | 12.1105 | 11.2317 | 0.85467 | 1.8846
7387 | 11.8679 | 11.1496 | 0.85107 | 1.9043
7388 | 12.157 | 11.5221 | 0.8791 | 1.9625
7389 | 11.1561 | 12.3164 | 0.92568 | 1.9191
7390 | 12.0892 | 12.2165 | 0.90977 | 1.9374
7391 | 12.4063 | 12.5334 | 0.98168 | 1.8316
7392 | 11.3345 | 11.8167 | 0.9241 | 2.067
7393 | 11.8036 | 12.0977 | 0.89747 | 1.9056
7394 | 11.7709 | 11.6068 | 0.88848 | 2.1631
7395 | 11.9396 | 12.0121 | 0.88485 | 1.9254
7396 | 11.8337 | 11.6686 | 0.89504 | 1.9661
7397 | 11.9517 | 11.8336 | 0.87535 | 1.8732
7398 | 11.9388 | 11.5922 | 0.86139 | 1.9878
7399 | 12.4788 | 11.8036 | 0.86589 | 1.8466
7400 | 13.3873 | 11.5442 | 0.85589 | 1.7857
7401 | 14.4018 | 11.3141 | 0.88274 | 1.8175
7402 | 16.0883 | 11.4621 | 0.8491 | 2.0607
7403 | 16.8621 | 11.5481 | 0.86837 | 1.893
7404 | 17.8194 | 11.2819 | 0.84091 | 1.9008
7405 | 16.8385 | 10.6952 | 0.7662 | 2.0541
7406 | 15.5466 | 9.6542 | 0.708 | 1.6921
7407 | 14.3372 | 9.0646 | 0.6608 | 1.9793
7408 | 12.5399 | 8.8662 | 0.62135 | 1.8929
7409 | 12.6046 | 8.2263 | 0.58695 | 1.8069
7410 | 12.5558 | 7.9403 | 0.60098 | 1.9766
7411 | 11.9576 | 8.1981 | 0.60113 | 2.1699
7412 | 11.8499 | 8.6228 | 0.60962 | 1.9395
7413 | 12.1466 | 9.0805 | 0.66925 | 2.0009
7414 | 12.2877 | 9.0856 | 0.66881 | 1.9315
7415 | 11.8797 | 9.2549 | 0.68146 | 1.7973
7416 | 11.6811 | 9.5687 | 0.69288 | 1.8922
7417 | 12.0115 | 9.8552 | 0.70658 | 1.9435
7418 | 11.6176 | 10.2382 | 0.75113 | 1.8801
7419 | 12.0707 | 9.9642 | 0.74327 | 1.881
7420 | 12.0994 | 10.565 | 0.78871 | 1.9018
7421 | 12.3357 | 10.7966 | 0.77556 | 2.0071
7422 | 12.626 | 10.7164 | 0.78893 | 2.1145
7423 | 12.8865 | 10.6496 | 0.79785 | 1.9033
7424 | 13.4898 | 10.8021 | 0.81255 | 1.8906
7425 | 13.9765 | 11.1066 | 0.84162 | 2.1383
7426 | 15.5366 | 10.9028 | 0.82299 | 1.8555
7427 | 17.075 | 10.9322 | 0.82252 | 2.0277
7428 | 17.4824 | 10.7666 | 0.80932 | 1.9369
7429 | 16.5181 | 9.9723 | 0.74523 | 1.9322
7430 | 15.7862 | 8.8489 | 0.66473 | 1.8707
7431 | 14.6889 | 8.6113 | 0.59636 | 1.9032
7432 | 13.3737 | 7.7435 | 0.56985 | 1.982
7433 | 12.2579 | 7.2852 | 0.54384 | 2.1109
7434 | 11.971 | 7.0826 | 0.48848 | 2.0229
7435 | 11.9771 | 7.2107 | 0.51344 | 2.0129
7436 | 12.2257 | 7.6202 | 0.52361 | 2.1548
7437 | 12.0046 | 8.1041 | 0.60026 | 1.9363
7438 | 11.9141 | 8.4996 | 0.63302 | 2.0245
7439 | 12.2339 | 9.0691 | 0.66115 | 2.0634
7440 | 11.4857 | 9.3841 | 0.70711 | 1.9101
7441 | 12.2815 | 9.8304 | 0.74149 | 1.9856
7442 | 12.021 | 10.5225 | 0.79126 | 1.9441
7443 | 12.3825 | 10.7707 | 0.81134 | 1.999
7444 | 11.8969 | 11.4869 | 0.85243 | 1.8869
7445 | 12.4318 | 11.9492 | 0.91137 | 2.0378
7446 | 12.0026 | 12.6523 | 0.93557 | 1.8619
7447 | 12.5849 | 12.8047 | 0.96975 | 2.0757
7448 | 13.2581 | 13.2611 | 1.0028 | 2.0692
7449 | 14.7245 | 13.8272 | 1.0344 | 1.9253
7450 | 16.1782 | 13.8248 | 1.0478 | 1.9154
7451 | 17.1749 | 14.5134 | 1.0546 | 1.8749
7452 | 17.5607 | 13.6684 | 1.0282 | 1.9796
7453 | 16.9445 | 11.1334 | 0.84275 | 1.8995
7454 | 15.39 | 7.283 | 0.53366 | 2.0478
7455 | 14.1966 | 4.5918 | 0.24312 | 2.1303
7456 | 13.517 | 4.5025 | 0.25012 | 1.7354
7457 | 12.4895 | 4.759 | 0.26413 | 1.9926
7458 | 12.3568 | 4.7226 | 0.28871 | 1.8599
7459 | 12.4904 | 4.1451 | 0.29219 | 2.0777
7460 | 12.5579 | 5.4053 | 0.38702 | 1.8961
7461 | 12.3592 | 6.9327 | 0.50778 | 1.915
7462 | 12.2742 | 7.3721 | 0.53469 | 1.8088
7463 | 12.3242 | 8.1106 | 0.57026 | 1.9476
7464 | 12.1676 | 8.5547 | 0.61159 | 1.9317
7465 | 11.8861 | 8.9098 | 0.61797 | 1.9122
7466 | 12.0613 | 9.0744 | 0.67192 | 1.9452
7467 | 11.6789 | 9.4272 | 0.7044 | 2.043
7468 | 11.9016 | 10.0022 | 0.76349 | 2.0536
7469 | 11.6457 | 10.0437 | 0.76684 | 1.9424
7470 | 12.3429 | 10.4267 | 0.76161 | 1.8905
7471 | 12.912 | 10.6331 | 0.80631 | 1.8661
7472 | 13.2526 | 10.7 | 0.80142 | 1.9994
7473 | 14.681 | 10.7529 | 0.80762 | 1.8413
7474 | 15.3597 | 10.8076 | 0.81146 | 2.0081
7475 | 16.6168 | 10.8156 | 0.82816 | 1.8733
7476 | 16.94 | 10.7035 | 0.76724 | 2.0975
7477 | 16.4957 | 8.0651 | 0.56721 | 2.363
7478 | 15.6979 | 5.525 | 0.37119 | 2.3056
7479 | 13.7769 | 4.5629 | 0.19299 | 2.2946
7480 | 12.7884 | 4.8269 | 0.20616 | 2.0868
7481 | 12.6346 | 4.7012 | 0.21094 | 1.9561
7482 | 12.0783 | 4.1584 | 0.20306 | 1.8496
7483 | 12.1521 | 4.4645 | 0.22464 | 1.9988
7484 | 12.3018 | 4.528 | 0.21035 | 1.8527
7485 | 11.6184 | 4.4236 | 0.22737 | 1.8697
7486 | 12.3894 | 4.497 | 0.21269 | 1.9731
7487 | 11.9034 | 4.619 | 0.27383 | 2.126
7488 | 12.0134 | 4.6212 | 0.26878 | 1.9349
7489 | 12.3968 | 4.8849 | 0.31534 | 1.8494
7490 | 12.3991 | 5.5648 | 0.3606 | 1.8711
7491 | 12.049 | 5.7082 | 0.38348 | 1.9372
7492 | 12.112 | 6.4245 | 0.41615 | 2.1721
7493 | 12.1131 | 5.5226 | 0.34835 | 1.9298
7494 | 12.1809 | 6.0668 | 0.37113 | 2.0142
7495 | 11.6866 | 6.3958 | 0.40384 | 2.0175
7496 | 11.915 | 6.5325 | 0.42631 | 2.0499
7497 | 12.0793 | 6.5132 | 0.44187 | 1.9435
7498 | 11.767 | 6.8718 | 0.43503 | 1.8676
7499 | 11.6256 | 6.9633 | 0.44978 | 1.9972
7500 | 11.9363 | 6.7309 | 0.43433 | 1.9715
7501 | 11.6888 | 5.7734 | 0.36269 | 1.9439
7502 | 11.9629 | 5.3264 | 0.32843 | 2.2151
7503 | 11.3255 | 5.0897 | 0.31017 | 2.0734
7504 | 11.5205 | 4.7325 | 0.25836 | 1.9464
7505 | 11.523 | 4.4697 | 0.20191 | 1.9909
7506 | 12.0878 | 4.4983 | 0.21919 | 2.0011
7507 | 12.0979 | 4.7261 | 0.20342 | 1.8777
7508 | 11.7152 | 4.6837 | 0.19827 | 2.0129
7509 | 12.2307 | 4.3963 | 0.21525 | 2.0245
7510 | 12.1047 | 4.3139 | 0.21218 | 1.8006
7511 | 12.1972 | 4.6468 | 0.19682 | 2.0238
7512 | 12.1147 | 4.6606 | 0.23607 | 2.0581
7513 | 12.1257 | 4.4911 | 0.24062 | 1.9084
7514 | 12.0516 | 4.7621 | 0.28869 | 1.821
7515 | 11.9207 | 4.7383 | 0.30282 | 1.9052
7516 | 11.9202 | 5.0294 | 0.34497 | 2.1139
7517 | 12.0775 | 5.529 | 0.33572 | 1.8623
7518 | 11.8256 | 5.6879 | 0.34819 | 1.9467
7519 | 11.9608 | 5.9627 | 0.35233 | 1.8822
7520 | 12.0422 | 5.8782 | 0.35405 | 2.0274
7521 | 12.0937 | 5.816 | 0.36672 | 2.0311
7522 | 11.9421 | 6.1047 | 0.3664 | 1.9947
7523 | 12.017 | 6.3552 | 0.37017 | 2.1611
7524 | 11.323 | 5.3396 | 0.33506 | 2.1551
7525 | 11.387 | 4.3211 | 0.23551 | 2.0543
7526 | 11.9507 | 4.421 | 0.22521 | 2.024
7527 | 12.1165 | 4.4878 | 0.22878 | 2.0648
7528 | 12.1212 | 4.6691 | 0.22592 | 1.9297
7529 | 11.8083 | 4.5545 | 0.20924 | 1.951
7530 | 12.3266 | 4.6887 | 0.19785 | 1.9326
7531 | 12.0172 | 4.5608 | 0.2357 | 1.866
7532 | 11.5973 | 4.6737 | 0.19574 | 1.7807
7533 | 11.5397 | 4.7977 | 0.22451 | 1.7609
7534 | 12.049 | 4.6886 | 0.23105 | 1.8886
7535 | 12.169 | 4.5485 | 0.20898 | 2.0163
7536 | 11.9743 | 4.3449 | 0.24761 | 1.9112
7537 | 11.8773 | 4.8127 | 0.25946 | 1.8496
7538 | 11.9987 | 4.4303 | 0.23894 | 1.8744
7539 | 11.543 | 4.6803 | 0.24771 | 1.8579
7540 | 11.9014 | 4.9323 | 0.24551 | 1.9784
7541 | 12.2432 | 4.4187 | 0.28664 | 1.777
7542 | 12.1367 | 4.6976 | 0.33467 | 1.7641
7543 | 12.5912 | 4.7606 | 0.32425 | 1.9701
7544 | 13.0147 | 4.884 | 0.34272 | 1.9322
7545 | 15.1467 | 5.1793 | 0.34275 | 1.8498
7546 | 16.0627 | 5.0241 | 0.33808 | 1.846
7547 | 16.6106 | 5.2523 | 0.34009 | 2.2252
7548 | 17.0792 | 5.3202 | 0.34747 | 2.3735
7549 | 16.6703 | 4.421 | 0.22562 | 2.3289
7550 | 15.1773 | 4.5065 | 0.20717 | 2.4016
7551 | 14.1765 | 4.7367 | 0.21485 | 2.2315
7552 | 13.1831 | 4.5435 | 0.2099 | 2.0914
7553 | 12.2712 | 4.4746 | 0.2041 | 2.1427
7554 | 12.4804 | 4.4946 | 0.22612 | 2.1141
7555 | 12.058 | 4.5638 | 0.21088 | 2.0104
7556 | 12.6153 | 4.3098 | 0.20688 | 2.0039
7557 | 11.4939 | 4.7221 | 0.21244 | 1.9325
7558 | 11.9532 | 4.4323 | 0.205 | 2.0464
7559 | 12.347 | 4.4504 | 0.21888 | 1.9404
7560 | 12.2457 | 4.2787 | 0.19969 | 1.8945
7561 | 12.0645 | 4.6587 | 0.20993 | 1.9847
7562 | 11.9371 | 4.5862 | 0.21893 | 2.0835
7563 | 12.5393 | 4.8187 | 0.27869 | 1.8932
7564 | 12.1208 | 4.6386 | 0.31151 | 2.0444
7565 | 11.816 | 5.5726 | 0.37942 | 1.9151
7566 | 11.6818 | 5.7759 | 0.40107 | 1.7806
7567 | 12.7489 | 6.5885 | 0.45 | 1.8416
7568 | 13.2322 | 7.1397 | 0.49568 | 2.2956
7569 | 14.6507 | 7.3879 | 0.5224 | 2.0334
7570 | 15.9307 | 7.6547 | 0.54656 | 1.8744
7571 | 16.7176 | 7.6999 | 0.55612 | 2.191
7572 | 17.2268 | 7.6484 | 0.55311 | 1.9472
7573 | 16.8356 | 7.3919 | 0.55548 | 1.8778
7574 | 15.5104 | 7.1794 | 0.53558 | 2.0254
7575 | 14.0763 | 7.1631 | 0.50725 | 1.9352
7576 | 12.9139 | 6.8207 | 0.49947 | 1.8864
7577 | 13.0457 | 6.7568 | 0.48997 | 1.9759
7578 | 11.6004 | 5.3804 | 0.36245 | 1.9243
7579 | 11.9621 | 4.4631 | 0.31575 | 1.9796
7580 | 12.2222 | 4.3836 | 0.33205 | 1.9695
7581 | 12.1601 | 4.8174 | 0.36115 | 2.017
7582 | 11.9139 | 5.5748 | 0.40929 | 1.8747
7583 | 12.1043 | 6.1737 | 0.43848 | 1.8076
7584 | 11.9864 | 6.4425 | 0.4605 | 2.0469
7585 | 11.5311 | 6.8326 | 0.48078 | 1.8331
7586 | 12.6691 | 7.4164 | 0.54878 | 1.8671
7587 | 12.357 | 7.7328 | 0.58007 | 1.9778
7588 | 11.9924 | 8.4385 | 0.6134 | 1.8576
7589 | 11.9177 | 8.7506 | 0.64074 | 1.7347
7590 | 12.3962 | 9.2853 | 0.66869 | 1.9464
7591 | 12.3953 | 9.2951 | 0.6902 | 1.952
7592 | 13.4088 | 10.0185 | 0.71271 | 1.9537
7593 | 14.0719 | 9.805 | 0.70995 | 1.8739
7594 | 15.2459 | 10.0302 | 0.73028 | 2.0404
7595 | 16.5307 | 10.1045 | 0.74696 | 1.9466
7596 | 17.1511 | 9.9303 | 0.72309 | 1.9913
7597 | 17.1918 | 8.3008 | 0.61233 | 2.0691
7598 | 15.4922 | 6.8148 | 0.48744 | 1.8834
7599 | 14.4414 | 5.15 | 0.36657 | 2.0615
7600 | 13.6698 | 4.6277 | 0.2754 | 1.9527
7601 | 12.8008 | 4.3533 | 0.21132 | 1.9748
7602 | 12.5495 | 4.5719 | 0.20091 | 1.8516
7603 | 12.8427 | 4.5098 | 0.21838 | 1.8244
7604 | 12.0446 | 4.2443 | 0.23653 | 1.7534
7605 | 12.1329 | 5.1657 | 0.34583 | 1.7327
7606 | 11.809 | 5.376 | 0.36688 | 1.8651
7607 | 12.2513 | 6.0036 | 0.40647 | 1.9651
7608 | 11.9558 | 6.4508 | 0.44455 | 2.1088
7609 | 12.3079 | 6.9847 | 0.47969 | 1.9018
7610 | 12.1301 | 7.1642 | 0.53527 | 1.8081
7611 | 11.9642 | 7.8604 | 0.57762 | 1.9461
7612 | 11.4212 | 8.2138 | 0.57714 | 1.8856
7613 | 12.0949 | 8.7351 | 0.63875 | 1.9885
7614 | 12.1398 | 8.9614 | 0.68009 | 1.7791
7615 | 12.5408 | 9.5216 | 0.7008 | 2.0386
7616 | 12.8703 | 9.6251 | 0.70565 | 1.9972
7617 | 13.8804 | 10.0296 | 0.71959 | 1.7013
7618 | 15.6327 | 9.87 | 0.73685 | 1.8414
7619 | 16.3986 | 10.3121 | 0.7599 | 1.8999
7620 | 16.9453 | 10.0357 | 0.72542 | 2.085
7621 | 17.1386 | 8.4517 | 0.61382 | 1.9205
7622 | 16.0776 | 6.5794 | 0.47697 | 2.0824
7623 | 14.6457 | 5.4593 | 0.36691 | 2.0039
7624 | 12.7665 | 4.3965 | 0.27111 | 1.7318
7625 | 12.1136 | 4.6619 | 0.22648 | 1.8228
7626 | 12.4196 | 4.6103 | 0.21704 | 1.9737
7627 | 11.6243 | 4.6771 | 0.21242 | 1.8166
7628 | 12.3564 | 4.8606 | 0.26733 | 1.8654
7629 | 11.3278 | 4.8857 | 0.32357 | 2.1152
7630 | 12.0439 | 5.9259 | 0.39429 | 2.0276
7631 | 11.8845 | 6.9347 | 0.45792 | 2.1215
7632 | 11.989 | 7.1871 | 0.53673 | 1.9275
7633 | 11.9161 | 8.1815 | 0.59127 | 2.0981
7634 | 11.7543 | 9.3234 | 0.68425 | 1.7405
7635 | 12.1727 | 9.9915 | 0.7412 | 1.9057
7636 | 11.6982 | 10.731 | 0.80709 | 1.9205
7637 | 12.8908 | 11.5625 | 0.87447 | 1.944
7638 | 12.5517 | 13.1474 | 0.97117 | 1.8641
7639 | 12.1536 | 13.9572 | 1.0417 | 2.024
7640 | 13.2742 | 14.9872 | 1.1116 | 2.0237
7641 | 14.1623 | 15.2271 | 1.1815 | 1.902
7642 | 15.7632 | 15.7415 | 1.2109 | 1.9439
7643 | 16.4045 | 16.3405 | 1.2346 | 1.954
7644 | 17.2845 | 15.9096 | 1.2306 | 2.0732
7645 | 16.4931 | 13.4768 | 1.0085 | 1.9071
7646 | 16.0872 | 11.1118 | 0.80984 | 1.7983
7647 | 14.3719 | 8.435 | 0.61721 | 1.906
7648 | 13.6972 | 6.7249 | 0.47817 | 1.9999
7649 | 12.2957 | 5.4427 | 0.37931 | 2.1248
7650 | 12.5586 | 5.0388 | 0.33429 | 1.8564
7651 | 12.0647 | 5.1678 | 0.37414 | 1.9085
7652 | 12.2489 | 6.5346 | 0.45811 | 1.9365
7653 | 12.0561 | 8.4882 | 0.59062 | 2.0464
7654 | 12.3234 | 9.0211 | 0.66104 | 1.8512
7655 | 12.0745 | 9.847 | 0.69782 | 1.9197
7656 | 11.8021 | 10.4596 | 0.7852 | 1.9798
7657 | 10.9721 | 11.085 | 0.82506 | 1.9623
7658 | 11.3763 | 11.8514 | 0.881 | 1.9301
7659 | 12.1846 | 12.8676 | 0.92805 | 1.8615
7660 | 12.0982 | 13.1987 | 1.0001 | 2.0117
7661 | 11.9521 | 8.8879 | 0.60724 | 1.8388
7662 | 11.9904 | 9.4947 | 0.65624 | 1.9137
7663 | 11.8237 | 9.3446 | 0.62376 | 1.9704
7664 | 11.8977 | 9.5601 | 0.64892 | 2.0783
7665 | 12.242 | 9.6268 | 0.66748 | 1.9003
7666 | 12.3266 | 9.8558 | 0.68046 | 1.9075
7667 | 11.6189 | 9.6719 | 0.68221 | 1.9748
7668 | 12.0439 | 9.5366 | 0.64975 | 1.9538
7669 | 11.9412 | 8.16 | 0.55889 | 1.8451
7670 | 11.8852 | 6.9659 | 0.46113 | 1.878
7671 | 11.8706 | 5.522 | 0.35809 | 1.7709
7672 | 11.5399 | 4.662 | 0.25796 | 1.8616
7673 | 11.9292 | 4.4672 | 0.18193 | 2.0158
7674 | 11.9212 | 4.7492 | 0.20389 | 2.1445
7675 | 11.5904 | 4.3599 | 0.21431 | 1.9048
7676 | 11.7683 | 4.1998 | 0.26918 | 1.8179
7677 | 11.8639 | 5.6311 | 0.31924 | 1.8381
7678 | 12.2295 | 5.4557 | 0.35354 | 1.8914
7679 | 12.0102 | 5.6446 | 0.36173 | 1.922
7680 | 11.9913 | 5.8092 | 0.3713 | 1.7902
7681 | 11.9464 | 6.2882 | 0.37576 | 1.844
7682 | 11.8314 | 6.0637 | 0.40326 | 1.9368
7683 | 12.2372 | 6.3199 | 0.41336 | 1.8242
7684 | 12.3837 | 6.5147 | 0.43361 | 1.9295
7685 | 12.1336 | 6.644 | 0.42997 | 1.8946
7686 | 11.5023 | 6.9049 | 0.46987 | 2.0494
7687 | 11.9416 | 6.9168 | 0.4372 | 2.0834
7688 | 12.1358 | 7.0608 | 0.44552 | 1.8873
7689 | 11.5049 | 7.2316 | 0.46697 | 1.9673
7690 | 12.198 | 7.1423 | 0.47108 | 1.9774
7691 | 11.8138 | 7.3379 | 0.49321 | 1.9722
7692 | 12.2643 | 7.4559 | 0.45662 | 1.7362
7693 | 12.0067 | 6.7886 | 0.41723 | 1.8466
7694 | 11.3232 | 6.2422 | 0.38911 | 1.9256
7695 | 11.895 | 5.7514 | 0.33365 | 1.9006
7696 | 12.127 | 5.3023 | 0.31633 | 1.845
7697 | 12.1556 | 5.1013 | 0.31235 | 1.8536
7698 | 11.8972 | 4.7357 | 0.30051 | 1.8879
7699 | 12.0879 | 5.1289 | 0.30355 | 1.8778
7700 | 11.683 | 5.0576 | 0.32702 | 1.854
7701 | 11.782 | 5.785 | 0.36092 | 1.817
7702 | 11.9753 | 5.6332 | 0.35138 | 1.9342
7703 | 12.078 | 5.8702 | 0.38524 | 1.8807
7704 | 11.2546 | 6.1979 | 0.38785 | 1.9567
7705 | 12.0527 | 6.8685 | 0.41981 | 2.022
7706 | 11.5558 | 7.0752 | 0.45459 | 1.8731
7707 | 12.0383 | 7.1655 | 0.4524 | 1.9108
7708 | 12.0768 | 7.1483 | 0.47314 | 1.9827
7709 | 12.0546 | 10.8537 | 0.78985 | 1.8684
7710 | 12.7059 | 11.3738 | 0.85081 | 2.0552
7711 | 12.4 | 11.8103 | 0.8949 | 1.8598
7712 | 13.355 | 11.9868 | 0.90519 | 2.029
7713 | 14.4094 | 12.5732 | 0.96437 | 1.8397
7714 | 15.5168 | 12.8704 | 0.97318 | 1.9532
7715 | 16.2849 | 12.8107 | 0.9647 | 1.8566
7716 | 17.1801 | 13.1917 | 0.97217 | 1.7807
7717 | 16.6264 | 11.8656 | 0.87124 | 1.8787
7718 | 15.6361 | 10.5015 | 0.78819 | 1.8858
7719 | 14.216 | 9.7889 | 0.71725 | 1.995
7720 | 13.7534 | 8.8894 | 0.62575 | 1.8827
7721 | 12.3039 | 8.6214 | 0.62741 | 1.9558
7722 | 12.011 | 8.216 | 0.60166 | 1.9547
7723 | 11.7667 | 9.2272 | 0.6543 | 1.9239
7724 | 11.5207 | 9.9372 | 0.73495 | 1.9549
7725 | 12.0751 | 10.6217 | 0.81343 | 2.0431
7726 | 12.0462 | 10.3683 | 0.79196 | 1.9075
7727 | 12.143 | 10.3577 | 0.78668 | 1.8152
7728 | 11.8451 | 10.3479 | 0.75515 | 1.878
7729 | 11.901 | 10.3128 | 0.77208 | 1.977
7730 | 12.1979 | 10.0603 | 0.75835 | 1.9987
7731 | 12.2947 | 10.0035 | 0.73759 | 1.9117
7732 | 11.7461 | 9.8839 | 0.72906 | 1.8918
7733 | 11.6465 | 9.7351 | 0.71358 | 2.0274
7734 | 12.0169 | 9.2481 | 0.7197 | 2.0001
7735 | 12.0793 | 8.974 | 0.68344 | 1.9169
7736 | 13.2825 | 8.8439 | 0.64985 | 1.8516
7737 | 14.6628 | 8.6544 | 0.66316 | 1.7004
7738 | 15.6408 | 8.7807 | 0.63242 | 1.9321
7739 | 16.6376 | 8.4231 | 0.6107 | 2.1197
7740 | 17.0482 | 8.0737 | 0.5891 | 2.0412
7741 | 16.6228 | 6.6315 | 0.46978 | 2.1079
7742 | 16.4338 | 4.646 | 0.31532 | 2.3405
7743 | 14.5955 | 4.6447 | 0.21996 | 2.2737
7744 | 13.3779 | 4.5624 | 0.21125 | 2.2297
7745 | 12.597 | 4.5471 | 0.20837 | 2.0612
7746 | 12.1969 | 4.2051 | 0.20289 | 1.9162
7747 | 12.1247 | 4.5045 | 0.22715 | 2.0295
7748 | 12.0309 | 4.6962 | 0.21472 | 1.7847
7749 | 12.1465 | 4.6807 | 0.21099 | 1.9546
7750 | 11.987 | 4.5836 | 0.22322 | 2.0302
7751 | 11.7746 | 4.1997 | 0.18625 | 2.0573
7752 | 11.8272 | 4.697 | 0.24601 | 1.9376
7753 | 12.2087 | 4.5297 | 0.28049 | 1.8942
7754 | 12.244 | 4.8978 | 0.32698 | 1.9274
7755 | 12.1494 | 5.0542 | 0.35012 | 1.9903
7756 | 12.1818 | 5.8305 | 0.40066 | 1.9226
7757 | 12.3098 | 6.66 | 0.48338 | 1.9591
7758 | 11.8214 | 7.4734 | 0.53104 | 1.8777
7759 | 12.3681 | 8.3928 | 0.62912 | 1.9696
7760 | 13.0672 | 8.9258 | 0.6506 | 2.0131
7761 | 14.6672 | 9.4484 | 0.68424 | 1.8516
7762 | 16.2514 | 9.6039 | 0.72508 | 1.9451
7763 | 16.9126 | 10.0877 | 0.75195 | 1.8566
7764 | 17.2906 | 10.1576 | 0.74838 | 2.0601
7765 | 16.7973 | 8.5096 | 0.60387 | 2.13
7766 | 15.2927 | 6.0704 | 0.45137 | 2.3228
7767 | 14.6282 | 4.3888 | 0.23267 | 2.2509
7768 | 13.2766 | 4.2749 | 0.21867 | 1.917
7769 | 12.43 | 4.2335 | 0.21466 | 1.9218
7770 | 11.8084 | 4.4282 | 0.23012 | 1.9004
7771 | 12.0544 | 4.4413 | 0.21765 | 1.7934
7772 | 11.3741 | 4.4476 | 0.19861 | 1.9541
7773 | 11.7275 | 4.6619 | 0.27665 | 1.9371
7774 | 12.2238 | 4.6039 | 0.32998 | 2.0317
7775 | 12.295 | 5.3616 | 0.37255 | 2.0096
7776 | 12.1514 | 6.0707 | 0.41659 | 1.8936
7777 | 11.5438 | 6.8627 | 0.47314 | 2.0343
7778 | 11.709 | 7.2836 | 0.53441 | 1.8713
7779 | 12.3526 | 7.9746 | 0.57782 | 1.9115
7780 | 12.3351 | 8.6645 | 0.6211 | 1.8256
7781 | 12.2556 | 9.151 | 0.66377 | 2.0533
7782 | 12.4735 | 9.7273 | 0.71848 | 1.9726
7783 | 12.8496 | 9.6481 | 0.74512 | 2.0675
7784 | 13.292 | 10.5411 | 0.77214 | 2.0517
7785 | 15.1277 | 10.5739 | 0.79576 | 1.9255
7786 | 15.9219 | 10.7638 | 0.785 | 1.8027
7787 | 16.9716 | 11.0093 | 0.81339 | 1.8445
7788 | 17.2851 | 10.8449 | 0.83476 | 1.8265
7789 | 16.7776 | 9.9652 | 0.73742 | 2.0171
7790 | 15.1815 | 8.7388 | 0.65387 | 1.9932
7791 | 14.3003 | 7.7302 | 0.56334 | 2.0937
7792 | 12.9299 | 7.1701 | 0.49657 | 1.6501
7793 | 12.4421 | 6.5001 | 0.45289 | 1.7435
7794 | 12.0326 | 6.2302 | 0.4233 | 1.8308
7795 | 11.8778 | 6.1961 | 0.42751 | 2.0669
7796 | 11.9659 | 6.9816 | 0.49452 | 1.8746
7797 | 12.1717 | 7.7093 | 0.55884 | 2.0201
7798 | 11.6131 | 7.9698 | 0.59113 | 2.023
7799 | 12.5428 | 8.3359 | 0.61256 | 1.7573
7800 | 12.1164 | 9.0617 | 0.65572 | 2.0686
7801 | 12.0569 | 9.2049 | 0.67474 | 1.9382
7802 | 11.466 | 9.4874 | 0.70565 | 1.995
7803 | 11.5001 | 10.0681 | 0.73846 | 1.8848
7804 | 11.6558 | 10.426 | 0.75658 | 2.0846
7805 | 12.3745 | 10.5764 | 0.76913 | 2.1402
7806 | 12.5576 | 10.559 | 0.818 | 1.9945
7807 | 12.3998 | 10.8006 | 0.82027 | 1.7744
7808 | 13.003 | 11.0734 | 0.82568 | 2.0346
7809 | 14.522 | 11.3507 | 0.8295 | 1.9389
7810 | 15.165 | 11.3649 | 0.84734 | 2.0003
7811 | 17.2599 | 11.2773 | 0.84631 | 1.9824
7812 | 17.5617 | 11.2933 | 0.86553 | 1.9825
7813 | 16.7355 | 9.697 | 0.72933 | 1.9293
7814 | 16.3184 | 8.0678 | 0.60009 | 1.9334
7815 | 14.7294 | 6.8816 | 0.4967 | 1.964
7816 | 14.1114 | 5.9176 | 0.41383 | 1.9181
7817 | 12.6872 | 5.0319 | 0.35417 | 1.9698
7818 | 11.9121 | 5.0585 | 0.35009 | 1.8988
7819 | 12.4661 | 5.1996 | 0.34657 | 1.8446
7820 | 11.8122 | 6.2065 | 0.4157 | 2.0817
7821 | 11.9422 | 7.032 | 0.50827 | 1.9398
7822 | 12.1383 | 7.1305 | 0.51413 | 1.9326
7823 | 12.1636 | 7.4559 | 0.55003 | 1.7924
7824 | 12.3239 | 7.6894 | 0.54542 | 2.0552
7825 | 12.2765 | 8.3277 | 0.58076 | 1.8751
7826 | 11.9087 | 8.8243 | 0.61013 | 1.8798
7827 | 11.966 | 8.9729 | 0.6464 | 1.9817
7828 | 12.1178 | 8.8642 | 0.6616 | 1.9673
7829 | 11.9717 | 7.311 | 0.43577 | 1.9319
7830 | 11.8661 | 6.9883 | 0.47533 | 1.9408
7831 | 12.2076 | 7.5454 | 0.48089 | 1.9388
7832 | 12.1351 | 7.4399 | 0.48104 | 1.979
7833 | 11.7283 | 7.4671 | 0.49062 | 2.2253
7834 | 11.759 | 7.3819 | 0.5066 | 1.9819
7835 | 11.7862 | 7.4445 | 0.49982 | 1.9368
7836 | 12.599 | 7.457 | 0.49231 | 1.9214
7837 | 11.9482 | 6.9557 | 0.44469 | 1.8833
7838 | 12.4374 | 6.4215 | 0.40376 | 1.9979
7839 | 11.8169 | 5.0537 | 0.3172 | 1.8396
7840 | 12.0378 | 4.5415 | 0.26707 | 1.9363
7841 | 12.0252 | 4.3581 | 0.24559 | 1.97
7842 | 12.1124 | 4.6415 | 0.22563 | 1.8038
7843 | 12.0913 | 4.4546 | 0.23883 | 2.1458
7844 | 11.8314 | 5.0651 | 0.26916 | 1.88
7845 | 11.9903 | 5.4715 | 0.32649 | 1.7789
7846 | 11.6333 | 5.5814 | 0.33959 | 1.7975
7847 | 12.2212 | 5.6476 | 0.35223 | 1.8783
7848 | 11.8508 | 6.2576 | 0.366 | 2.0165
7849 | 11.4549 | 6.3094 | 0.39937 | 1.9525
7850 | 11.8188 | 6.4837 | 0.41037 | 2.0028
7851 | 12.3831 | 6.6025 | 0.44285 | 2.0144
7852 | 11.9133 | 6.8286 | 0.44838 | 1.8707
7853 | 11.6802 | 7.0768 | 0.48748 | 2.0076
7854 | 11.7486 | 7.6986 | 0.52126 | 1.8291
7855 | 12.3253 | 7.9241 | 0.50874 | 1.98
7856 | 11.8326 | 8.0183 | 0.50995 | 1.9779
7857 | 11.456 | 8.2367 | 0.54139 | 1.9704
7858 | 11.8992 | 8.4023 | 0.55049 | 1.8573
7859 | 12.1008 | 8.4629 | 0.56412 | 1.9727
7860 | 11.3734 | 8.2874 | 0.57315 | 1.7126
7861 | 11.6143 | 8.576 | 0.55541 | 2.0332
7862 | 12.0736 | 8.5062 | 0.56808 | 2.0104
7863 | 12.3164 | 8.6379 | 0.57596 | 2.0335
7864 | 12.3855 | 8.2267 | 0.56768 | 1.9898
7865 | 12.0981 | 8.6348 | 0.56281 | 1.9786
7866 | 12.1873 | 8.4163 | 0.5684 | 2.0142
7867 | 11.9252 | 8.3486 | 0.57487 | 1.9011
7868 | 11.9899 | 8.5303 | 0.58073 | 1.7627
7869 | 11.4612 | 8.7856 | 0.57108 | 1.9615
7870 | 11.7764 | 8.8812 | 0.5709 | 1.8787
7871 | 12.0993 | 8.9351 | 0.61547 | 1.8813
7872 | 11.8409 | 8.6566 | 0.58657 | 1.9506
7873 | 11.6064 | 9.5235 | 0.66282 | 1.8144
7874 | 11.9864 | 9.1031 | 0.62602 | 2.0202
7875 | 12.0269 | 8.7129 | 0.58903 | 1.9834
7876 | 12.163 | 9.2874 | 0.61364 | 1.9523
7877 | 12.7475 | 13.598 | 1.0105 | 1.9797
7878 | 11.5528 | 12.6582 | 0.95313 | 1.745
7879 | 12.6311 | 12.8019 | 0.95122 | 1.8529
7880 | 13.5753 | 12.4454 | 0.92742 | 2.0194
7881 | 14.3064 | 12.4328 | 0.93019 | 2.0691
7882 | 15.7889 | 12.2393 | 0.92841 | 1.9841
7883 | 16.8889 | 12.2965 | 0.94912 | 1.955
7884 | 17.3458 | 12.2729 | 0.90154 | 1.925
7885 | 17.0056 | 11.138 | 0.82355 | 1.7522
7886 | 15.9629 | 10.1464 | 0.7391 | 1.8625
7887 | 15.0016 | 9.2484 | 0.6716 | 2.0342
7888 | 13.167 | 8.3602 | 0.61735 | 1.7438
7889 | 12.573 | 8.1039 | 0.56616 | 1.969
7890 | 11.7093 | 8.2877 | 0.58894 | 2.0009
7891 | 11.9619 | 8.2535 | 0.60509 | 1.8331
7892 | 11.4518 | 8.7808 | 0.62019 | 1.7948
7893 | 11.9633 | 9.135 | 0.66473 | 1.8959
7894 | 11.46 | 9.2956 | 0.67762 | 1.7882
7895 | 12.2473 | 9.4755 | 0.68794 | 1.9931
7896 | 12.143 | 9.508 | 0.71557 | 1.9767
7897 | 11.5484 | 9.7204 | 0.7117 | 2.0209
7898 | 12.1968 | 10.0327 | 0.72325 | 1.8893
7899 | 11.5193 | 9.9318 | 0.74554 | 1.9486
7900 | 12.3262 | 9.7973 | 0.74003 | 1.8564
7901 | 11.7945 | 10.6683 | 0.78386 | 1.9852
7902 | 11.9662 | 10.9787 | 0.79731 | 1.8322
7903 | 12.5338 | 11.3608 | 0.83654 | 1.8564
7904 | 13.6683 | 11.318 | 0.85731 | 2.0653
7905 | 14.9345 | 11.4622 | 0.88788 | 1.9965
7906 | 15.9496 | 11.8741 | 0.86182 | 2.0379
7907 | 17.1731 | 11.83 | 0.90896 | 1.8766
7908 | 17.5539 | 11.8255 | 0.90924 | 1.9737
7909 | 16.7899 | 11.713 | 0.90032 | 2.0802
7910 | 15.8976 | 11.4425 | 0.85974 | 1.8557
7911 | 14.6338 | 11.6917 | 0.87667 | 1.971
7912 | 13.4026 | 11.0173 | 0.82208 | 2.0074
7913 | 13.1345 | 10.63 | 0.80741 | 1.8267
7914 | 12.2819 | 10.95 | 0.78248 | 1.8975
7915 | 12.2034 | 10.3843 | 0.78701 | 1.9021
7916 | 12.313 | 10.9451 | 0.81385 | 1.8382
7917 | 11.5633 | 11.1323 | 0.83952 | 2.0594
7918 | 11.7592 | 11.5197 | 0.8544 | 1.8324
7919 | 11.7589 | 11.8593 | 0.88885 | 1.9539
7920 | 11.9592 | 11.9451 | 0.88876 | 2.0353
7921 | 11.9236 | 12.4391 | 0.93013 | 2.0647
7922 | 12.104 | 12.3063 | 0.92747 | 1.9605
7923 | 12.0771 | 12.6954 | 0.96669 | 1.976
7924 | 12.1112 | 12.9767 | 0.98311 | 1.7899
7925 | 11.9987 | 13.5215 | 1.0107 | 1.8309
7926 | 12.4144 | 13.64 | 1.0077 | 1.7155
7927 | 12.9565 | 13.3328 | 1.0198 | 1.9319
7928 | 13.5241 | 13.6935 | 1.0599 | 1.9507
7929 | 14.0757 | 13.959 | 1.0423 | 1.8396
7930 | 15.7904 | 13.8566 | 1.0528 | 1.9426
7931 | 17.0226 | 14.0437 | 1.0604 | 1.9649
7932 | 17.293 | 14.0768 | 1.0649 | 1.9916
7933 | 16.739 | 12.8683 | 0.95314 | 1.8906
7934 | 15.785 | 11.7264 | 0.85146 | 1.8262
7935 | 14.4698 | 10.19 | 0.75945 | 1.9505
7936 | 13.1753 | 9.6653 | 0.72485 | 1.8903
7937 | 13.104 | 9.2125 | 0.69349 | 2.1097
7938 | 12.1338 | 9.0727 | 0.67255 | 1.9109
7939 | 11.909 | 8.8441 | 0.6429 | 1.8038
7940 | 12.2248 | 9.3153 | 0.70047 | 2.0171
7941 | 11.5843 | 10.0063 | 0.741 | 1.988
7942 | 11.9853 | 10.7337 | 0.78935 | 1.8579
7943 | 12.1652 | 11.1776 | 0.81917 | 1.9926
7944 | 11.6343 | 11.3903 | 0.85624 | 1.8539
7945 | 12.0653 | 12.2812 | 0.90424 | 1.9869
7946 | 12.5155 | 12.6671 | 0.94817 | 1.953
7947 | 12.6656 | 13.1609 | 0.99199 | 1.9412
7948 | 11.5649 | 13.9607 | 1.0449 | 1.8582
7949 | 12.0961 | 14.2688 | 1.0782 | 2.0839
7950 | 12.4772 | 15.2408 | 1.1648 | 1.7676
7951 | 12.8275 | 15.6707 | 1.1999 | 1.7838
7952 | 13.1907 | 16.0649 | 1.2447 | 1.9509
7953 | 14.7137 | 16.543 | 1.2504 | 1.9066
7954 | 16.2038 | 16.516 | 1.2891 | 2.0883
7955 | 16.8781 | 16.8799 | 1.2948 | 1.7957
7956 | 17.5097 | 16.7887 | 1.3043 | 1.9622
7957 | 17.1869 | 15.3733 | 1.155 | 1.9888
7958 | 16.14 | 13.3149 | 1.0055 | 1.8596
7959 | 14.694 | 11.9407 | 0.90796 | 1.7974
7960 | 13.4888 | 12.1982 | 0.914 | 1.9743
7961 | 12.7838 | 12.1237 | 0.91447 | 1.8551
7962 | 11.8023 | 12.2186 | 0.90656 | 1.9857
7963 | 11.716 | 12.6027 | 0.93235 | 1.9326
7964 | 11.8539 | 13.1549 | 0.99604 | 1.9581
7965 | 11.9419 | 13.9873 | 1.0848 | 1.772
7966 | 11.8799 | 14.312 | 1.0877 | 1.8232
7967 | 11.6962 | 14.5993 | 1.1231 | 2.0043
7968 | 11.7525 | 15.2501 | 1.1558 | 2.0515
7969 | 11.9003 | 15.6819 | 1.1992 | 2.0542
7970 | 11.7999 | 16.1201 | 1.2192 | 1.8289
7971 | 12.0719 | 16.6862 | 1.2663 | 1.916
7972 | 11.714 | 17.132 | 1.3057 | 1.8032
7973 | 12.2573 | 16.7765 | 1.2998 | 2.0596
7974 | 12.6169 | 17.1608 | 1.3191 | 1.8488
7975 | 12.4064 | 17.2992 | 1.3319 | 1.9654
7976 | 12.7707 | 17.4112 | 1.3431 | 1.9909
7977 | 14.7127 | 17.55 | 1.3501 | 2.0062
7978 | 15.5323 | 17.6313 | 1.3473 | 1.7697
7979 | 17.2804 | 17.8916 | 1.368 | 1.9319
7980 | 17.4245 | 17.663 | 1.366 | 1.8994
7981 | 16.9247 | 17.33 | 1.3198 | 1.8769
7982 | 15.2871 | 16.5158 | 1.2602 | 1.8023
7983 | 14.1517 | 15.879 | 1.2385 | 2.0052
7984 | 13.4155 | 15.3156 | 1.1736 | 2.0143
7985 | 12.9807 | 15.3955 | 1.1727 | 1.8959
7986 | 12.0692 | 15.1315 | 1.1644 | 1.9103
7987 | 12.178 | 15.2598 | 1.1508 | 1.9408
7988 | 12.147 | 15.5706 | 1.1829 | 1.9112
7989 | 11.9178 | 16.0374 | 1.2263 | 1.9333
7990 | 12.3766 | 16.16 | 1.2171 | 2.1251
7991 | 11.8365 | 16.918 | 1.2883 | 1.9808
7992 | 11.4931 | 16.3585 | 1.2407 | 2.0186
7993 | 11.7556 | 16.6186 | 1.2587 | 2.0566
7994 | 11.6857 | 16.4923 | 1.2636 | 1.8453
7995 | 11.8132 | 16.7562 | 1.2707 | 1.7914
7996 | 12.1734 | 17.0235 | 1.2826 | 1.9122
7997 | 11.9343 | 10.8489 | 0.75558 | 1.9656
7998 | 12.2383 | 10.9218 | 0.75773 | 1.9626
7999 | 11.7608 | 10.7233 | 0.77384 | 1.9719
8000 | 12.2059 | 10.9837 | 0.79136 | 1.9932
8001 | 12.2196 | 10.8711 | 0.7643 | 1.845
8002 | 12.2922 | 10.7687 | 0.7632 | 2.0529
8003 | 11.7909 | 10.7607 | 0.75493 | 1.9463
8004 | 12.0546 | 10.6707 | 0.7934 | 1.8751
8005 | 12.4986 | 10.4627 | 0.74148 | 1.7329
8006 | 12.1924 | 10.1334 | 0.70361 | 1.861
8007 | 12.6549 | 9.6261 | 0.66653 | 2.0571
8008 | 12.3004 | 9.3425 | 0.64188 | 1.829
8009 | 11.618 | 9.314 | 0.64626 | 1.8544
8010 | 11.8761 | 8.9658 | 0.63905 | 1.9755
8011 | 12.068 | 9.4501 | 0.63454 | 1.9391
8012 | 12.1792 | 9.7468 | 0.67017 | 1.8356
8013 | 11.8335 | 9.743 | 0.66382 | 1.9043
8014 | 11.5344 | 9.8687 | 0.68882 | 1.9506
8015 | 11.5999 | 9.8191 | 0.66701 | 2.0356
8016 | 11.475 | 10.2705 | 0.70409 | 2.086
8017 | 11.8749 | 9.8486 | 0.68112 | 1.9553
8018 | 11.9236 | 9.817 | 0.65681 | 1.7684
8019 | 12.4041 | 9.9585 | 0.69022 | 1.6866
8020 | 12.371 | 10.0167 | 0.68999 | 1.8799
8021 | 12.0223 | 9.775 | 0.68414 | 1.8728
8022 | 12.0393 | 9.9254 | 0.68184 | 1.8644
8023 | 12.1435 | 9.9646 | 0.71194 | 1.9715
8024 | 12.4883 | 9.7536 | 0.70266 | 1.8173
8025 | 11.616 | 9.9041 | 0.68664 | 1.8874
8026 | 12.0912 | 9.9608 | 0.67862 | 1.9251
8027 | 11.9742 | 9.6989 | 0.68948 | 2.1271
8028 | 12.392 | 9.7613 | 0.67107 | 1.9595
8029 | 12.1759 | 9.2252 | 0.62824 | 1.8561
8030 | 11.7143 | 8.6493 | 0.58173 | 1.9216
8031 | 11.9972 | 7.9176 | 0.52223 | 2.0992
8032 | 12.0613 | 7.3942 | 0.51146 | 1.818
8033 | 11.6776 | 7.5267 | 0.45831 | 1.828
8034 | 11.822 | 7.0756 | 0.48364 | 1.9596
8035 | 11.8333 | 7.2402 | 0.48026 | 1.9683
8036 | 12.0346 | 7.9012 | 0.51609 | 2.0529
8037 | 12.0705 | 8.3697 | 0.53243 | 1.9744
8038 | 12.0513 | 8.0646 | 0.53736 | 1.9881
8039 | 12.674 | 8.1105 | 0.57283 | 1.8606
8040 | 11.9626 | 8.4925 | 0.56412 | 1.748
8041 | 12.172 | 8.7288 | 0.60152 | 1.9745
8042 | 11.7838 | 8.9187 | 0.61684 | 1.9927
8043 | 11.4472 | 9.1316 | 0.62467 | 1.9974
8044 | 11.8223 | 9.1343 | 0.64662 | 1.913
8045 | 12.5009 | 14.5425 | 1.102 | 2.0785
8046 | 12.045 | 15.3755 | 1.1816 | 1.9572
8047 | 12.034 | 15.9608 | 1.2219 | 1.906
8048 | 12.9742 | 16.5788 | 1.2644 | 1.8608
8049 | 14.7439 | 16.8778 | 1.3028 | 1.9077
8050 | 15.8315 | 17.4272 | 1.2993 | 1.894
8051 | 17.4902 | 17.4303 | 1.331 | 2.0331
8052 | 17.948 | 17.7021 | 1.3323 | 1.9595
8053 | 16.6502 | 17.6636 | 1.3326 | 1.8984
8054 | 16.0269 | 17.3921 | 1.3346 | 1.9453
8055 | 14.7401 | 16.6014 | 1.2758 | 1.8113
8056 | 13.3791 | 16.6697 | 1.25 | 1.9478
8057 | 12.4128 | 16.4238 | 1.2333 | 1.7951
8058 | 11.7919 | 16.1229 | 1.2287 | 2.058
8059 | 11.8093 | 16.403 | 1.2465 | 1.747
8060 | 12.0488 | 16.6096 | 1.2673 | 1.9449
8061 | 12.6284 | 17.0666 | 1.2989 | 1.8786
8062 | 11.7568 | 17.1699 | 1.3108 | 1.879
8063 | 12.0924 | 17.4898 | 1.3108 | 1.8818
8064 | 12.517 | 17.1015 | 1.3049 | 2.0039
8065 | 11.8646 | 17.412 | 1.319 | 2.0198
8066 | 12.3833 | 17.4198 | 1.3176 | 2.0113
8067 | 11.9138 | 17.7758 | 1.3605 | 1.9234
8068 | 12.2554 | 17.3136 | 1.3497 | 1.959
8069 | 12.1687 | 17.2429 | 1.3326 | 1.9384
8070 | 12.4205 | 17.0664 | 1.3153 | 1.9494
8071 | 12.6346 | 16.7726 | 1.296 | 2.1242
8072 | 12.5143 | 16.3373 | 1.2877 | 2.0121
8073 | 14.7333 | 16.3789 | 1.2425 | 1.9448
8074 | 15.9488 | 16.2094 | 1.2234 | 1.9025
8075 | 17.0431 | 15.8676 | 1.2093 | 2.084
8076 | 17.5595 | 16.0544 | 1.2316 | 2.0044
8077 | 16.9002 | 14.0767 | 1.0647 | 2.137
8078 | 16.2014 | 11.6029 | 0.85004 | 1.7355
8079 | 14.152 | 9.0215 | 0.62422 | 1.8542
8080 | 13.5163 | 7.1455 | 0.46711 | 1.9077
8081 | 12.6334 | 6.2587 | 0.44123 | 2.0312
8082 | 11.8922 | 5.8923 | 0.40074 | 2.0073
8083 | 12.4291 | 5.8774 | 0.43532 | 2.1785
8084 | 11.5842 | 6.5184 | 0.46041 | 1.8748
8085 | 11.8066 | 7.7116 | 0.57456 | 1.9962
8086 | 12.2497 | 8.4102 | 0.59802 | 1.8432
8087 | 11.5961 | 8.9233 | 0.65142 | 2.0144
8088 | 12.615 | 9.136 | 0.66888 | 1.8262
8089 | 11.8927 | 9.7523 | 0.71711 | 1.8969
8090 | 11.422 | 10.2066 | 0.75587 | 1.8805
8091 | 11.9478 | 10.1046 | 0.794 | 1.9756
8092 | 11.8397 | 10.6969 | 0.80156 | 2.0402
8093 | 11.6418 | 11.8144 | 0.86267 | 1.8796
8094 | 12.2351 | 12.3413 | 0.90941 | 1.7984
8095 | 12.2457 | 13.1028 | 0.96154 | 2.0494
8096 | 13.0297 | 13.0682 | 1.0161 | 2.0137
8097 | 14.5102 | 13.3022 | 1.022 | 2.106
8098 | 16.0497 | 13.5519 | 1.034 | 1.9316
8099 | 16.6397 | 13.9794 | 1.0557 | 1.9511
8100 | 17.4165 | 13.6563 | 1.0589 | 1.8733
8101 | 17.3707 | 13.2561 | 0.97879 | 1.9609
8102 | 15.4235 | 10.9756 | 0.79696 | 2.1022
8103 | 14.4655 | 8.3814 | 0.59915 | 1.879
8104 | 13.1343 | 7.691 | 0.54329 | 1.8743
8105 | 12.6625 | 7.1008 | 0.50814 | 1.9969
8106 | 12.0802 | 7.7362 | 0.56804 | 2.0803
8107 | 12.7936 | 8.8839 | 0.67127 | 1.9452
8108 | 12.5141 | 10.0047 | 0.71741 | 2.0285
8109 | 11.2803 | 10.4825 | 0.77803 | 1.8542
8110 | 11.5914 | 11.3944 | 0.85111 | 2.0352
8111 | 11.7703 | 12.1449 | 0.91372 | 1.8327
8112 | 12.1785 | 12.3194 | 0.9269 | 1.8374
8113 | 11.4558 | 13.0698 | 0.97832 | 1.8899
8114 | 12.0986 | 13.3261 | 1.0317 | 1.9518
8115 | 12.5179 | 14.3175 | 1.0857 | 1.9528
8116 | 11.751 | 14.4665 | 1.1168 | 1.8576
8117 | 12.2632 | 16.3547 | 1.2126 | 1.905
8118 | 11.5519 | 16.9135 | 1.2846 | 2.0352
8119 | 11.9981 | 18.1407 | 1.3938 | 1.8586
8120 | 13.1785 | 18.5053 | 1.4487 | 1.8474
8121 | 14.6809 | 19.2363 | 1.462 | 1.8154
8122 | 16.5918 | 19.5878 | 1.4873 | 1.9506
8123 | 16.499 | 19.7856 | 1.5375 | 1.8775
8124 | 17.0938 | 20.0528 | 1.5174 | 2.1121
8125 | 17.0255 | 18.1804 | 1.3867 | 2.039
8126 | 16.3601 | 15.6185 | 1.1723 | 1.9945
8127 | 14.6051 | 13.1469 | 0.9759 | 1.8414
8128 | 13.0885 | 10.9305 | 0.83337 | 1.9686
8129 | 12.3373 | 9.5506 | 0.71457 | 1.869
8130 | 11.9575 | 8.9792 | 0.6692 | 1.896
8131 | 12.1713 | 9.2347 | 0.69476 | 1.8883
8132 | 11.8171 | 10.6636 | 0.77304 | 1.8792
8133 | 12.0627 | 11.9602 | 0.90859 | 2.0623
8134 | 11.8486 | 13.0993 | 0.97558 | 1.7904
8135 | 12.3075 | 13.8579 | 1.0321 | 1.8849
8136 | 12.0751 | 14.4149 | 1.0932 | 1.8804
8137 | 12.1776 | 15.3773 | 1.1413 | 2.0163
8138 | 11.8421 | 16.2828 | 1.2244 | 1.8577
8139 | 11.661 | 16.866 | 1.2693 | 1.9588
8140 | 11.668 | 17.2691 | 1.3637 | 1.9095
8141 | 12.1686 | 18.025 | 1.3881 | 1.875
8142 | 12.109 | 18.5752 | 1.429 | 1.8276
8143 | 12.6786 | 19.2898 | 1.4855 | 1.9495
8144 | 13.2406 | 19.6449 | 1.5144 | 1.6137
8145 | 15.0479 | 19.8252 | 1.5161 | 1.8514
8146 | 15.7698 | 20.1062 | 1.539 | 1.9804
8147 | 16.7639 | 20.4439 | 1.5616 | 1.7284
8148 | 17.2073 | 20.2817 | 1.5478 | 2.0287
8149 | 16.1599 | 18.7889 | 1.4131 | 1.9171
8150 | 15.756 | 16.2092 | 1.2483 | 1.6925
8151 | 14.5607 | 14.0053 | 1.0451 | 1.9013
8152 | 13.4675 | 11.9254 | 0.89738 | 2.1651
8153 | 12.9971 | 10.5975 | 0.77418 | 1.851
8154 | 12.1563 | 9.782 | 0.73411 | 2.0048
8155 | 12.2121 | 10.2885 | 0.7593 | 1.9505
8156 | 11.7985 | 11.2194 | 0.81189 | 1.9329
8157 | 11.9073 | 13.1414 | 1.0023 | 2.0064
8158 | 11.9316 | 13.3156 | 1.0089 | 1.8684
8159 | 11.4293 | 13.9107 | 1.0463 | 2.0745
8160 | 11.657 | 14.0072 | 1.0785 | 1.9542
8161 | 12.4432 | 14.5686 | 1.1208 | 1.8973
8162 | 11.7265 | 14.9876 | 1.158 | 1.931
8163 | 11.9208 | 15.493 | 1.1807 | 1.7468
8164 | 12.1942 | 15.6521 | 1.2053 | 1.9429
8165 | 11.744 | 10.264 | 0.72577 | 2.0131
8166 | 11.5411 | 10.5385 | 0.74211 | 1.9549
8167 | 11.8888 | 10.6473 | 0.75115 | 1.9663
8168 | 12.0136 | 11.1955 | 0.73554 | 2.1693
8169 | 11.5977 | 10.7879 | 0.76696 | 1.9919
8170 | 12.0581 | 10.7616 | 0.77285 | 1.9315
8171 | 12.274 | 10.9362 | 0.78071 | 1.8834
8172 | 11.7426 | 10.9702 | 0.75654 | 1.9886
8173 | 11.855 | 10.6189 | 0.73488 | 1.9257
8174 | 12.0145 | 9.5663 | 0.676 | 1.9648
8175 | 11.9215 | 9.5378 | 0.66905 | 1.8101
8176 | 12.0692 | 9.3455 | 0.62817 | 2.0083
8177 | 12.208 | 8.954 | 0.5945 | 1.9877
8178 | 11.7798 | 8.5587 | 0.56059 | 1.9426
8179 | 12.0247 | 7.8552 | 0.55517 | 1.8871
8180 | 12.5594 | 8.3489 | 0.55135 | 1.791
8181 | 11.5466 | 8.4697 | 0.57731 | 1.8143
8182 | 11.9516 | 8.641 | 0.57491 | 2.049
8183 | 12.2474 | 8.7882 | 0.61795 | 1.9495
8184 | 12.1779 | 8.7901 | 0.5985 | 2.0744
8185 | 11.9109 | 9.0499 | 0.59929 | 1.9856
8186 | 12.1735 | 9.3122 | 0.63293 | 1.8464
8187 | 12.1072 | 8.9698 | 0.63397 | 1.9358
8188 | 11.419 | 9.3121 | 0.64673 | 1.9668
8189 | 12.2847 | 9.6053 | 0.63383 | 1.92
8190 | 11.7023 | 9.3449 | 0.65473 | 1.9013
8191 | 11.4819 | 9.3293 | 0.64763 | 1.9714
8192 | 11.8639 | 9.6876 | 0.65329 | 1.8073
8193 | 12.125 | 9.7369 | 0.65797 | 1.9653
8194 | 12.2074 | 9.7927 | 0.68329 | 2.0377
8195 | 12.0678 | 9.801 | 0.66539 | 1.8784
8196 | 11.668 | 9.4817 | 0.65708 | 1.8719
8197 | 11.8953 | 9.4109 | 0.64945 | 1.9279
8198 | 12.5289 | 8.991 | 0.63325 | 1.8286
8199 | 12.2552 | 8.604 | 0.58726 | 1.9671
8200 | 12.1091 | 8.0403 | 0.56335 | 1.9231
8201 | 11.9986 | 7.8722 | 0.5058 | 1.7739
8202 | 11.6661 | 7.6998 | 0.5372 | 1.7548
8203 | 11.9946 | 8.0408 | 0.5403 | 1.9105
8204 | 11.9682 | 8.1843 | 0.54998 | 1.8566
8205 | 12.0728 | 8.5159 | 0.57031 | 1.9695
8206 | 12.0211 | 8.6496 | 0.59778 | 2.1344
8207 | 12.1507 | 8.7752 | 0.59623 | 1.8703
8208 | 12.5105 | 9.0471 | 0.63123 | 2.0359
8209 | 12.026 | 9.2486 | 0.617 | 1.8947
8210 | 12.1707 | 9.4036 | 0.61917 | 2.153
8211 | 12.1538 | 9.2884 | 0.62952 | 2.002
8212 | 11.8668 | 9.4274 | 0.65058 | 1.944
8213 | 11.3858 | 14.7089 | 1.1316 | 1.9564
8214 | 12.0398 | 15.3303 | 1.1793 | 2.0156
8215 | 13.0174 | 15.6013 | 1.2262 | 1.9267
8216 | 13.1372 | 16.4024 | 1.2435 | 1.9594
8217 | 14.2375 | 16.4838 | 1.2673 | 2.0302
8218 | 15.6924 | 16.44 | 1.2826 | 1.7884
8219 | 16.9177 | 16.5869 | 1.2843 | 2.006
8220 | 17.5591 | 16.8359 | 1.3005 | 1.9851
8221 | 16.7589 | 16.417 | 1.2583 | 1.8849
8222 | 15.7914 | 16.4517 | 1.258 | 1.9333
8223 | 14.5514 | 15.9027 | 1.2322 | 1.7357
8224 | 13.2846 | 15.5806 | 1.1721 | 1.923
8225 | 13.1917 | 15.2215 | 1.1539 | 1.9576
8226 | 12.2701 | 15.0924 | 1.1232 | 1.7663
8227 | 12.3622 | 15.1336 | 1.1419 | 1.9748
8228 | 12.6671 | 15.2378 | 1.1527 | 1.7789
8229 | 12.1264 | 15.4824 | 1.2011 | 1.9405
8230 | 11.5408 | 15.6687 | 1.1966 | 1.807
8231 | 12.4378 | 16.048 | 1.2302 | 1.8453
8232 | 11.9227 | 16.2821 | 1.2348 | 1.9921
8233 | 12.3148 | 16.1771 | 1.251 | 2.0056
8234 | 11.9332 | 16.6083 | 1.242 | 1.8688
8235 | 11.6965 | 16.5855 | 1.2544 | 1.9876
8236 | 11.8666 | 17.0254 | 1.2726 | 1.9006
8237 | 11.9333 | 16.5943 | 1.2991 | 2.0646
8238 | 12.2169 | 16.8742 | 1.2645 | 1.8893
8239 | 12.5128 | 16.4822 | 1.2657 | 1.9053
8240 | 13.4961 | 16.6142 | 1.2725 | 1.8344
8241 | 14.271 | 16.7814 | 1.2607 | 1.9541
8242 | 15.5659 | 16.5703 | 1.2502 | 1.8342
8243 | 16.8785 | 16.4572 | 1.2335 | 1.7789
8244 | 17.3231 | 16.2472 | 1.2384 | 1.7888
8245 | 16.8419 | 15.2435 | 1.1665 | 1.8931
8246 | 16.0413 | 14.0457 | 1.0639 | 1.8048
8247 | 14.7025 | 11.8396 | 0.9086 | 2.1181
8248 | 13.5988 | 10.3319 | 0.80435 | 1.9049
8249 | 12.0029 | 10.2873 | 0.77809 | 1.9508
8250 | 11.7726 | 9.6955 | 0.7303 | 1.8376
8251 | 12.0392 | 10.3533 | 0.75254 | 1.6828
8252 | 11.9367 | 10.9979 | 0.82689 | 1.8453
8253 | 12.1209 | 11.9593 | 0.86835 | 1.7932
8254 | 11.9373 | 12.4834 | 0.94909 | 2.0568
8255 | 11.7417 | 12.9366 | 0.96319 | 1.9407
8256 | 11.8708 | 12.7482 | 0.98703 | 1.9372
8257 | 11.9284 | 13.6318 | 1.0201 | 1.9735
8258 | 11.9604 | 14.2519 | 1.0794 | 1.8796
8259 | 11.8594 | 14.4363 | 1.1002 | 1.8428
8260 | 12.0516 | 15.0046 | 1.1304 | 2.0449
8261 | 11.5147 | 15.7094 | 1.2085 | 1.9257
8262 | 12.0194 | 16.6952 | 1.279 | 1.909
8263 | 12.5838 | 17.6786 | 1.3792 | 1.9908
8264 | 12.7722 | 18.1451 | 1.4024 | 1.8741
8265 | 14.77 | 19.006 | 1.4659 | 1.7461
8266 | 16.0067 | 19.2074 | 1.4945 | 1.6696
8267 | 16.8592 | 19.5343 | 1.5063 | 1.8847
8268 | 17.1199 | 19.7797 | 1.5336 | 2.0278
8269 | 16.9021 | 19.5698 | 1.5011 | 1.9121
8270 | 15.7767 | 19.4688 | 1.4859 | 1.8804
8271 | 14.3978 | 18.3136 | 1.3899 | 2.0416
8272 | 13.2537 | 16.961 | 1.2748 | 1.8251
8273 | 12.6678 | 16.7385 | 1.255 | 1.9205
8274 | 12.3206 | 17.4125 | 1.2939 | 1.935
8275 | 11.962 | 17.1504 | 1.2939 | 2.0477
8276 | 12.3357 | 17.2996 | 1.3309 | 1.6764
8277 | 11.4816 | 17.9956 | 1.3997 | 1.9252
8278 | 11.8378 | 17.8701 | 1.358 | 2.159
8279 | 12.3104 | 17.7623 | 1.357 | 1.9789
8280 | 11.8851 | 17.54 | 1.3529 | 1.9427
8281 | 11.8897 | 17.5696 | 1.3353 | 1.8327
8282 | 12.0409 | 17.6005 | 1.3348 | 1.8717
8283 | 11.9126 | 17.2772 | 1.307 | 1.9248
8284 | 12.309 | 17.1691 | 1.3148 | 1.9368
8285 | 12.0127 | 16.822 | 1.2686 | 2.0565
8286 | 12.5228 | 15.9281 | 1.2321 | 1.9845
8287 | 12.144 | 15.5783 | 1.1851 | 1.8759
8288 | 13.6008 | 15.3304 | 1.1719 | 1.8691
8289 | 14.24 | 15.3957 | 1.1428 | 1.8845
8290 | 15.8245 | 14.851 | 1.1389 | 1.9364
8291 | 16.4244 | 14.8037 | 1.1118 | 2.0213
8292 | 17.289 | 14.279 | 1.1073 | 1.8015
8293 | 16.7501 | 14.001 | 1.0526 | 1.8815
8294 | 16.6125 | 13.5141 | 1.0257 | 1.9489
8295 | 14.7999 | 12.9266 | 0.98218 | 2.0473
8296 | 12.8774 | 12.338 | 0.93906 | 1.9442
8297 | 12.8645 | 11.9938 | 0.89964 | 1.7588
8298 | 12.2095 | 9.6694 | 0.71929 | 1.8749
8299 | 11.7051 | 8.9236 | 0.63605 | 2.0379
8300 | 11.4001 | 8.8345 | 0.65574 | 1.8688
8301 | 11.26 | 9.6386 | 0.69956 | 1.8608
8302 | 12.424 | 9.458 | 0.71636 | 2.1483
8303 | 12.1969 | 9.775 | 0.74071 | 1.9274
8304 | 11.7713 | 10.3534 | 0.75241 | 2.0096
8305 | 11.8204 | 10.6406 | 0.78243 | 2.068
8306 | 11.9491 | 10.6907 | 0.80786 | 1.9657
8307 | 12.3106 | 10.8606 | 0.82582 | 1.803
8308 | 11.3749 | 11.2585 | 0.82683 | 1.7747
8309 | 12.1976 | 12.2651 | 0.9021 | 1.9334
8310 | 11.6384 | 12.574 | 0.96522 | 2.029
8311 | 12.2807 | 14.1346 | 1.0387 | 1.8651
8312 | 13.0146 | 14.0947 | 1.0697 | 1.8718
8313 | 14.6105 | 14.586 | 1.0789 | 1.7157
8314 | 16.4579 | 14.7077 | 1.1246 | 1.9233
8315 | 16.3879 | 15.2399 | 1.1613 | 1.9472
8316 | 17.6614 | 15.7888 | 1.1777 | 2.0683
8317 | 16.8046 | 15.681 | 1.1889 | 1.8095
8318 | 15.5434 | 14.732 | 1.122 | 2.0585
8319 | 14.3798 | 13.6911 | 1.0535 | 1.8494
8320 | 13.5306 | 13.2194 | 0.98018 | 2.0577
8321 | 12.9092 | 12.9636 | 0.98328 | 1.9384
8322 | 12.1296 | 12.8525 | 0.95082 | 1.9286
8323 | 12.3664 | 12.7761 | 0.95808 | 1.9641
8324 | 11.8212 | 12.8364 | 1.0018 | 1.7764
8325 | 12.1683 | 13.798 | 1.0291 | 1.7304
8326 | 12.018 | 14.0403 | 1.0855 | 1.8519
8327 | 11.4675 | 14.3085 | 1.097 | 1.8659
8328 | 11.989 | 14.5233 | 1.1417 | 1.975
8329 | 11.8816 | 15.0637 | 1.1461 | 1.9553
8330 | 12.1336 | 15.6014 | 1.2062 | 1.949
8331 | 12.5306 | 16.0314 | 1.2213 | 1.95
8332 | 11.5339 | 16.1717 | 1.2526 | 1.9468
8333 | 12.2384 | 10.6886 | 0.72732 | 1.8956
8334 | 11.4503 | 10.5578 | 0.76319 | 2.0226
8335 | 12.2665 | 10.178 | 0.70899 | 2.0135
8336 | 11.6729 | 10.3808 | 0.7246 | 1.8284
8337 | 12.1443 | 10.3278 | 0.71788 | 1.8005
8338 | 12.0389 | 10.2659 | 0.7289 | 1.992
8339 | 11.7214 | 10.3644 | 0.72094 | 1.9966
8340 | 11.839 | 10.2905 | 0.70498 | 2.0379
8341 | 12.4177 | 9.7232 | 0.65583 | 1.937
8342 | 11.8373 | 7.9602 | 0.51578 | 1.9968
8343 | 11.7402 | 6.5564 | 0.42547 | 2.0043
8344 | 11.615 | 5.5362 | 0.32992 | 1.8474
8345 | 12.053 | 4.611 | 0.23441 | 2.0446
8346 | 11.4533 | 4.4144 | 0.23854 | 2.008
8347 | 12.3968 | 4.6332 | 0.24548 | 1.9722
8348 | 12.0427 | 5.4538 | 0.30807 | 1.9187
8349 | 12.4265 | 6.2097 | 0.37994 | 1.8517
8350 | 12.2836 | 6.1816 | 0.38151 | 1.8617
8351 | 11.9069 | 6.6827 | 0.38654 | 1.8139
8352 | 12.1164 | 6.652 | 0.4139 | 2.1253
8353 | 12.0221 | 6.6101 | 0.42966 | 1.9625
8354 | 12.0715 | 6.9079 | 0.44008 | 1.8661
8355 | 12.0474 | 6.721 | 0.44847 | 1.9478
8356 | 12.4595 | 6.8591 | 0.45744 | 1.9352
8357 | 11.6263 | 7.4801 | 0.47724 | 1.9276
8358 | 12.2228 | 7.9563 | 0.49677 | 2.0585
8359 | 12.3369 | 7.9152 | 0.53686 | 1.9954
8360 | 11.8739 | 7.9019 | 0.55979 | 1.9996
8361 | 11.8069 | 8.1476 | 0.5511 | 2.0397
8362 | 12.7614 | 8.283 | 0.57011 | 1.8763
8363 | 12.0273 | 8.4001 | 0.57501 | 1.9926
8364 | 12.0181 | 8.8053 | 0.60051 | 1.8306
8365 | 12.2293 | 8.1247 | 0.56124 | 1.7701
8366 | 11.5954 | 7.0337 | 0.44928 | 2.1675
8367 | 11.9567 | 5.771 | 0.36828 | 1.9977
8368 | 12.1916 | 5.2966 | 0.32099 | 2.0524
8369 | 11.7729 | 4.6015 | 0.28719 | 1.9989
8370 | 12.2097 | 4.4659 | 0.28044 | 2.0034
8371 | 12.8703 | 4.5779 | 0.25879 | 1.8705
8372 | 11.4996 | 5.108 | 0.28118 | 2.0062
8373 | 12.1292 | 5.6871 | 0.35498 | 1.6671
8374 | 11.8933 | 6.1839 | 0.37433 | 2.0818
8375 | 12.4558 | 6.136 | 0.40326 | 2.0233
8376 | 12.0248 | 6.4146 | 0.40683 | 1.8831
8377 | 11.3798 | 6.6318 | 0.4365 | 1.7923
8378 | 11.9739 | 6.3881 | 0.42655 | 1.878
8379 | 11.9032 | 7.1564 | 0.44284 | 1.8952
8380 | 11.8692 | 6.9884 | 0.48693 | 1.9402
8381 | 12.0757 | 9.8532 | 0.73546 | 2.0777
8382 | 11.7647 | 9.8946 | 0.71171 | 1.8396
8383 | 12.715 | 9.9978 | 0.75075 | 1.9899
8384 | 13.2209 | 9.8948 | 0.72206 | 1.9115
8385 | 15.0433 | 9.8823 | 0.76064 | 1.8285
8386 | 15.5992 | 10.0622 | 0.7426 | 1.8848
8387 | 16.5634 | 10.1291 | 0.7337 | 1.8097
8388 | 16.8707 | 10.0895 | 0.73338 | 1.9714
8389 | 17.0699 | 9.8267 | 0.70632 | 2.3
8390 | 15.5959 | 7.4866 | 0.54105 | 2.2426
8391 | 13.9967 | 4.6671 | 0.2949 | 2.1936
8392 | 13.3139 | 4.5265 | 0.2023 | 1.9504
8393 | 12.4896 | 4.4626 | 0.19737 | 2.0426
8394 | 12.4778 | 4.4673 | 0.22305 | 2.0719
8395 | 12.0091 | 4.5794 | 0.21957 | 1.933
8396 | 12.34 | 4.5322 | 0.21592 | 1.8284
8397 | 11.6649 | 4.6253 | 0.20901 | 1.8086
8398 | 12.0393 | 4.3161 | 0.24493 | 1.8993
8399 | 11.2764 | 4.5224 | 0.32714 | 1.8991
8400 | 12.211 | 5.2245 | 0.35683 | 2.0535
8401 | 12.1977 | 5.5114 | 0.37479 | 1.9291
8402 | 11.784 | 6.4182 | 0.45123 | 2.0495
8403 | 11.7295 | 6.9273 | 0.4856 | 1.8722
8404 | 11.9573 | 7.5958 | 0.52976 | 1.9329
8405 | 12.5599 | 8.2959 | 0.59297 | 1.8861
8406 | 12.2724 | 9.0311 | 0.66422 | 1.9527
8407 | 13.2613 | 10.2004 | 0.75196 | 1.9257
8408 | 13.3587 | 10.6142 | 0.80044 | 2.064
8409 | 14.0592 | 11.3385 | 0.83853 | 1.9234
8410 | 15.553 | 11.847 | 0.88207 | 1.9696
8411 | 16.6095 | 12.3725 | 0.91863 | 1.9333
8412 | 16.6874 | 12.7505 | 0.94975 | 1.9601
8413 | 16.8991 | 12.8295 | 0.94917 | 1.9186
8414 | 15.7158 | 11.1641 | 0.85352 | 2.1111
8415 | 14.217 | 9.7822 | 0.72793 | 1.9497
8416 | 13.3787 | 9.1111 | 0.65598 | 1.9959
8417 | 12.3623 | 8.3452 | 0.59905 | 1.8747
8418 | 12.1808 | 7.8267 | 0.55994 | 2.2036
8419 | 12.4288 | 8.1321 | 0.58512 | 2.0365
8420 | 11.7825 | 9.0138 | 0.65725 | 1.8377
8421 | 11.88 | 9.9869 | 0.75994 | 1.9384
8422 | 12.2324 | 10.0667 | 0.76417 | 1.7945
8423 | 11.8687 | 10.1676 | 0.77841 | 2.0457
8424 | 11.6084 | 10.2017 | 0.77013 | 1.8375
8425 | 12.3055 | 10.7055 | 0.79033 | 1.8785
8426 | 11.6959 | 10.8509 | 0.80105 | 1.8064
8427 | 12.5044 | 10.8183 | 0.80917 | 1.9965
8428 | 11.6046 | 11.0793 | 0.81427 | 1.9602
8429 | 12.031 | 10.9119 | 0.7944 | 1.9229
8430 | 12.4323 | 10.3858 | 0.77858 | 1.8892
8431 | 12.3471 | 10.0784 | 0.71758 | 1.8156
8432 | 13.5146 | 9.5471 | 0.71028 | 1.6804
8433 | 14.4263 | 9.4519 | 0.69709 | 1.7543
8434 | 15.9469 | 8.8911 | 0.70439 | 1.9082
8435 | 16.7441 | 9.0162 | 0.66561 | 1.9705
8436 | 17.5149 | 8.7545 | 0.64806 | 2.0876
8437 | 17.0271 | 8.0727 | 0.57231 | 2.2929
8438 | 15.23 | 5.1029 | 0.34151 | 2.2486
8439 | 14.2167 | 4.6769 | 0.22227 | 2.068
8440 | 13.3102 | 4.4308 | 0.22036 | 2.1547
8441 | 12.9345 | 4.4162 | 0.22489 | 2.2094
8442 | 11.9527 | 4.7099 | 0.19885 | 2.0588
8443 | 12.2603 | 4.4068 | 0.22949 | 1.9479
8444 | 12.2089 | 4.5877 | 0.22731 | 2.1286
8445 | 11.8664 | 4.1749 | 0.20244 | 1.9583
8446 | 11.6168 | 4.5574 | 0.22185 | 1.9736
8447 | 12.1592 | 4.3509 | 0.22208 | 1.7951
8448 | 11.8345 | 4.5832 | 0.21585 | 1.8868
8449 | 11.8506 | 4.5027 | 0.23061 | 1.8373
8450 | 11.9581 | 4.5034 | 0.20882 | 2.0203
8451 | 12.1166 | 4.461 | 0.24057 | 1.8826
8452 | 11.8632 | 4.6882 | 0.26615 | 1.9156
8453 | 11.5157 | 4.4375 | 0.29831 | 1.915
8454 | 12.0221 | 5.3736 | 0.3926 | 1.938
8455 | 12.9699 | 6.1985 | 0.42846 | 1.8198
8456 | 13.3478 | 6.7596 | 0.47729 | 1.8713
8457 | 14.2341 | 7.0122 | 0.48886 | 1.9019
8458 | 15.1501 | 7.477 | 0.53861 | 1.934
8459 | 16.462 | 7.7995 | 0.57053 | 1.9175
8460 | 17.3713 | 7.8149 | 0.58432 | 1.862
8461 | 16.8874 | 7.9569 | 0.59696 | 1.9996
8462 | 15.4743 | 7.2258 | 0.53274 | 2.003
8463 | 14.2988 | 7.1309 | 0.49948 | 2.0421
8464 | 13.6732 | 6.841 | 0.49586 | 2.1601
8465 | 12.5851 | 6.4579 | 0.44806 | 1.8455
8466 | 12.2175 | 6.5636 | 0.472 | 2.073
8467 | 12.4172 | 6.4953 | 0.46373 | 2.1146
8468 | 11.904 | 6.6074 | 0.49077 | 1.8403
8469 | 12.0132 | 7.1785 | 0.49625 | 2.0362
8470 | 12.1078 | 7.6376 | 0.55318 | 1.9057
8471 | 12.193 | 8.4222 | 0.61874 | 1.9208
8472 | 11.9331 | 8.4656 | 0.61808 | 1.8597
8473 | 11.3677 | 8.9294 | 0.64833 | 1.8762
8474 | 12.0685 | 9.3806 | 0.68301 | 2.0314
8475 | 11.7726 | 9.7959 | 0.70794 | 2.0982
8476 | 11.4362 | 10.2865 | 0.7359 | 1.9025
8477 | 11.8495 | 10.2992 | 0.75182 | 1.8896
8478 | 11.9163 | 10.5793 | 0.79022 | 2.0936
8479 | 12.1548 | 10.1058 | 0.76026 | 2.2022
8480 | 13.7492 | 10.1619 | 0.77958 | 1.8655
8481 | 14.0593 | 10.2795 | 0.77547 | 1.8459
8482 | 15.4936 | 10.0694 | 0.76299 | 1.8701
8483 | 16.5195 | 10.3549 | 0.75251 | 1.8435
8484 | 17.4213 | 10.2955 | 0.7414 | 1.8109
8485 | 16.6812 | 9.9224 | 0.71737 | 1.9636
8486 | 15.8493 | 8.3704 | 0.62409 | 2.0161
8487 | 14.5763 | 6.3313 | 0.44766 | 2.0218
8488 | 13.0582 | 4.9377 | 0.3359 | 1.9052
8489 | 12.3129 | 4.6086 | 0.29625 | 1.9803
8490 | 12.5037 | 4.9219 | 0.34942 | 1.8861
8491 | 11.4793 | 5.4567 | 0.35522 | 2.0377
8492 | 11.6534 | 6.0452 | 0.41754 | 1.8136
8493 | 12.2199 | 6.9757 | 0.49822 | 1.9601
8494 | 11.7525 | 7.6266 | 0.53109 | 2.0038
8495 | 11.9652 | 7.5448 | 0.5481 | 2.0209
8496 | 11.4745 | 8.3093 | 0.58046 | 1.9938
8497 | 12.375 | 8.4262 | 0.60914 | 2.0959
8498 | 11.8782 | 8.584 | 0.63525 | 2.016
8499 | 12.2666 | 9.2085 | 0.66018 | 1.8961
8500 | 12.0612 | 9.5714 | 0.68011 | 1.9967
8501 | 12.032 | 8.0176 | 0.51519 | 1.8273
8502 | 11.9566 | 8.2731 | 0.55764 | 2.0266
8503 | 12.0485 | 9.0745 | 0.62589 | 1.9271
8504 | 11.8431 | 9.6711 | 0.67414 | 1.9722
8505 | 12.3203 | 10.3183 | 0.71019 | 1.7666
8506 | 12.2112 | 10.7346 | 0.74275 | 1.872
8507 | 11.6987 | 10.9936 | 0.74859 | 1.8915
8508 | 12.2529 | 11.1298 | 0.80845 | 2.0647
8509 | 12.148 | 11.4288 | 0.81597 | 1.999
8510 | 12.2445 | 11.4359 | 0.79964 | 1.8817
8511 | 12.0604 | 11.4082 | 0.81073 | 1.9013
8512 | 12.1201 | 11.1852 | 0.80296 | 1.8514
8513 | 11.8528 | 11.5413 | 0.82081 | 1.9126
8514 | 11.9979 | 11.3471 | 0.7871 | 1.9918
8515 | 11.7696 | 11.5998 | 0.80427 | 2.0305
8516 | 11.8937 | 11.9718 | 0.8132 | 1.8494
8517 | 12.5498 | 12.0342 | 0.86519 | 1.8744
8518 | 11.8952 | 11.5052 | 0.82638 | 1.9226
8519 | 11.7378 | 11.4723 | 0.83357 | 1.8892
8520 | 11.9608 | 11.5642 | 0.81307 | 1.869
8521 | 12.7584 | 11.2327 | 0.78691 | 1.8692
8522 | 12.5598 | 10.7143 | 0.78607 | 1.8196
8523 | 11.9945 | 10.5734 | 0.76634 | 1.9607
8524 | 11.6389 | 10.6959 | 0.74756 | 1.9023
8525 | 11.7643 | 10.1836 | 0.725 | 2.0515
8526 | 11.5935 | 9.7232 | 0.66162 | 2.0283
8527 | 11.6789 | 9.4114 | 0.64425 | 2.0933
8528 | 12.2393 | 8.9693 | 0.61091 | 2.037
8529 | 12.5872 | 8.726 | 0.62803 | 1.8914
8530 | 11.8201 | 8.4468 | 0.60284 | 1.925
8531 | 12.0693 | 8.428 | 0.5631 | 1.8806
8532 | 11.5014 | 8.4584 | 0.58698 | 1.9137
8533 | 12.3439 | 8.3516 | 0.56362 | 1.7734
8534 | 12.1894 | 7.5503 | 0.49052 | 2.0783
8535 | 12.0467 | 6.9237 | 0.46994 | 2.1491
8536 | 12.5268 | 6.5965 | 0.42035 | 1.8977
8537 | 12.2592 | 5.9562 | 0.39383 | 2.0381
8538 | 11.6704 | 6.2484 | 0.39951 | 2.0133
8539 | 11.9427 | 6.5665 | 0.38966 | 1.9159
8540 | 11.5443 | 6.4433 | 0.41328 | 1.9405
8541 | 11.9937 | 6.8479 | 0.40667 | 1.8759
8542 | 11.6938 | 6.5934 | 0.39976 | 1.9545
8543 | 12.2871 | 6.4688 | 0.39484 | 1.794
8544 | 11.8557 | 6.3787 | 0.38489 | 2.0669
8545 | 11.9781 | 6.309 | 0.40835 | 1.9504
8546 | 12.0933 | 5.9998 | 0.40455 | 2.0972
8547 | 12.1891 | 5.8465 | 0.38246 | 2.0798
8548 | 12.0208 | 5.8341 | 0.37549 | 1.9218
8549 | 12.1924 | 8.2785 | 0.61279 | 1.9217
8550 | 11.928 | 9.3681 | 0.72802 | 2.0058
8551 | 12.3357 | 10.7058 | 0.79059 | 1.8038
8552 | 13.8588 | 11.4292 | 0.839 | 1.8165
8553 | 14.3214 | 11.7802 | 0.90365 | 1.7765
8554 | 15.8285 | 12.3085 | 0.924 | 1.8614
8555 | 16.9238 | 12.9812 | 0.94692 | 2.0189
8556 | 17.4433 | 13.5179 | 1.0199 | 1.9774
8557 | 17.0043 | 12.9539 | 0.97157 | 2.0602
8558 | 16.03 | 11.7433 | 0.84483 | 1.9764
8559 | 14.6516 | 10.5567 | 0.81022 | 1.8141
8560 | 13.8545 | 10.5657 | 0.76175 | 1.9572
8561 | 12.745 | 10.711 | 0.79473 | 1.9257
8562 | 12.4706 | 11.158 | 0.84837 | 1.9297
8563 | 11.7318 | 11.678 | 0.87256 | 1.8819
8564 | 12.3358 | 12.2115 | 0.93516 | 1.8639
8565 | 12.4305 | 12.9348 | 0.99402 | 1.7762
8566 | 12.082 | 13.5904 | 1.0106 | 2.0778
8567 | 11.8158 | 14.1012 | 1.0735 | 1.779
8568 | 12.0584 | 15.006 | 1.1133 | 1.9331
8569 | 12.5108 | 15.5166 | 1.1745 | 1.9385
8570 | 11.6713 | 15.784 | 1.2305 | 2.0391
8571 | 12.2598 | 16.7589 | 1.2823 | 1.8515
8572 | 11.7089 | 17.582 | 1.3068 | 2.0554
8573 | 11.7393 | 18.2455 | 1.3703 | 2.0207
8574 | 12.1985 | 18.6395 | 1.4062 | 2.0773
8575 | 13.0828 | 18.8577 | 1.4491 | 1.8362
8576 | 13.4762 | 19.3192 | 1.4774 | 1.7012
8577 | 14.3841 | 19.6881 | 1.5272 | 1.9101
8578 | 15.7763 | 20.1801 | 1.532 | 1.7622
8579 | 16.5287 | 20.6923 | 1.5798 | 1.8906
8580 | 17.4035 | 20.335 | 1.5544 | 1.946
8581 | 16.4511 | 20.3038 | 1.5667 | 1.9222
8582 | 15.6545 | 20.7291 | 1.5632 | 1.837
8583 | 14.674 | 20.5282 | 1.5582 | 2.0489
8584 | 13.4787 | 20.7344 | 1.5932 | 1.8651
8585 | 12.7151 | 20.9551 | 1.5887 | 2.0966
8586 | 11.6182 | 21.1216 | 1.6009 | 1.9262
8587 | 11.593 | 20.4477 | 1.5995 | 2.0939
8588 | 12.54 | 20.4899 | 1.6079 | 1.8217
8589 | 12.2279 | 20.6661 | 1.5831 | 1.9973
8590 | 11.8463 | 20.6602 | 1.6027 | 2.0111
8591 | 12.5062 | 21.1655 | 1.6274 | 1.968
8592 | 12.1846 | 21.7335 | 1.6601 | 2.0464
8593 | 11.497 | 21.5278 | 1.6739 | 1.7008
8594 | 12.2825 | 21.4922 | 1.6938 | 1.9582
8595 | 11.2514 | 22.3322 | 1.7126 | 1.9886
8596 | 12.2985 | 22.5985 | 1.7444 | 2.0654
8597 | 12.2545 | 22.8619 | 1.7895 | 1.9405
8598 | 12.1315 | 23.7257 | 1.8061 | 1.8935
8599 | 12.6349 | 24.4086 | 1.872 | 2.0682
8600 | 13.5036 | 24.3128 | 1.9059 | 1.8688
8601 | 14.5799 | 24.8321 | 1.9314 | 1.9499
8602 | 15.8628 | 25.0451 | 1.9416 | 2.1087
8603 | 16.6279 | 25.3053 | 1.9619 | 1.7899
8604 | 17.2151 | 25.2635 | 1.9703 | 1.9571
8605 | 16.1256 | 24.5843 | 1.9031 | 1.8343
8606 | 15.2592 | 22.5342 | 1.7302 | 1.9117
8607 | 14.6902 | 20.4749 | 1.5703 | 2.0008
8608 | 12.7041 | 18.9812 | 1.4623 | 1.9139
8609 | 12.3576 | 18.3809 | 1.3785 | 2.0232
8610 | 12.2472 | 18.1169 | 1.3604 | 1.8986
8611 | 12.313 | 18.1242 | 1.3789 | 2.1356
8612 | 12.4003 | 18.8851 | 1.4538 | 2.0532
8613 | 11.5578 | 20.3553 | 1.5992 | 1.9574
8614 | 11.8618 | 20.8469 | 1.5722 | 1.8248
8615 | 11.7834 | 20.6633 | 1.6072 | 2.0227
8616 | 11.7243 | 20.5614 | 1.5703 | 1.9426
8617 | 12.3753 | 20.5542 | 1.586 | 1.8846
8618 | 11.7029 | 20.645 | 1.5739 | 1.8711
8619 | 11.8161 | 20.2924 | 1.589 | 1.7655
8620 | 11.6548 | 20.5261 | 1.5668 | 1.9877
8621 | 12.221 | 20.4566 | 1.578 | 1.7658
8622 | 12.7023 | 20.3964 | 1.5762 | 1.9495
8623 | 12.4694 | 20.5032 | 1.5601 | 1.9369
8624 | 13.6927 | 20.2799 | 1.5732 | 1.9224
8625 | 14.0133 | 20.5749 | 1.5747 | 1.8047
8626 | 15.1703 | 20.1484 | 1.5747 | 2.0116
8627 | 16.5369 | 20.867 | 1.5762 | 1.9102
8628 | 16.8748 | 20.1996 | 1.5762 | 1.847
8629 | 16.8351 | 20.0478 | 1.5551 | 2.1881
8630 | 15.5189 | 19.4627 | 1.4956 | 2.0147
8631 | 14.2997 | 19.0015 | 1.4446 | 2.0668
8632 | 13.9368 | 18.5219 | 1.4187 | 1.9415
8633 | 12.7781 | 18.0718 | 1.3754 | 2.0421
8634 | 12.5159 | 17.8589 | 1.377 | 1.8063
8635 | 12.4271 | 18.0155 | 1.3564 | 1.8632
8636 | 12.1938 | 18.2399 | 1.3995 | 1.8512
8637 | 11.6825 | 18.5801 | 1.4108 | 2.0102
8638 | 12.7662 | 18.5646 | 1.4292 | 1.9622
8639 | 11.7306 | 19.0174 | 1.4566 | 1.8934
8640 | 11.7052 | 19.3763 | 1.4763 | 2.0199
8641 | 12.1382 | 19.0498 | 1.4439 | 2.0508
8642 | 11.9368 | 19.6367 | 1.5133 | 1.78
8643 | 11.4407 | 19.4553 | 1.4624 | 1.9003
8644 | 12.5204 | 19.204 | 1.4701 | 1.6794
8645 | 11.8685 | 19.2078 | 1.4819 | 2.0392
8646 | 12.3108 | 19.5019 | 1.4917 | 1.7982
8647 | 12.881 | 19.3524 | 1.5023 | 1.8915
8648 | 13.2584 | 19.7663 | 1.5325 | 1.929
8649 | 14.8568 | 19.9364 | 1.5191 | 1.9181
8650 | 15.4065 | 20.1022 | 1.5422 | 2.1296
8651 | 16.739 | 19.876 | 1.5441 | 1.969
8652 | 17.1939 | 20.2922 | 1.5657 | 2.0077
8653 | 16.5836 | 19.8898 | 1.514 | 1.84
8654 | 15.8144 | 18.9048 | 1.4444 | 1.8281
8655 | 14.7423 | 18.0547 | 1.3674 | 1.9304
8656 | 13.0796 | 17.7585 | 1.3544 | 1.9359
8657 | 12.9342 | 17.3551 | 1.3236 | 1.9264
8658 | 12.4694 | 17.216 | 1.2909 | 1.9105
8659 | 11.5515 | 16.8185 | 1.2762 | 1.842
8660 | 11.3526 | 17.258 | 1.3026 | 1.873
8661 | 11.6364 | 17.6295 | 1.3344 | 1.9622
8662 | 12.044 | 18.0459 | 1.3685 | 2.0138
8663 | 11.7377 | 18.0939 | 1.393 | 2.0205
8664 | 11.577 | 17.9335 | 1.3907 | 1.737
8665 | 12.3161 | 18.1655 | 1.41 | 1.9065
8666 | 12.085 | 18.2862 | 1.4475 | 1.9832
8667 | 11.852 | 18.584 | 1.4353 | 1.8071
8668 | 11.8596 | 18.6774 | 1.4276 | 2.019
8669 | 12.5149 | 11.7575 | 0.81329 | 1.906
8670 | 12.1515 | 11.7582 | 0.82148 | 1.868
8671 | 12.0945 | 11.9227 | 0.84239 | 2.1237
8672 | 11.9948 | 11.8929 | 0.85616 | 2.134
8673 | 12.1053 | 11.9669 | 0.85608 | 1.8506
8674 | 11.9837 | 12.0144 | 0.85057 | 1.9416
8675 | 11.7889 | 11.8074 | 0.8676 | 1.7955
8676 | 12.1193 | 11.8813 | 0.86278 | 1.9844
8677 | 12.2799 | 11.6218 | 0.86006 | 2.2904
8678 | 12.2041 | 10.8387 | 0.76137 | 1.9799
8679 | 11.6793 | 10.3341 | 0.70041 | 1.8699
8680 | 11.8687 | 9.6428 | 0.65694 | 2.0413
8681 | 11.8389 | 9.1582 | 0.61191 | 1.8488
8682 | 12.0614 | 9.0315 | 0.63145 | 2.0608
8683 | 12.046 | 9.3452 | 0.63222 | 1.8898
8684 | 12.2148 | 10.0087 | 0.67223 | 1.8646
8685 | 12.0539 | 10.3325 | 0.719 | 2.0769
8686 | 11.8253 | 10.1943 | 0.70584 | 1.7093
8687 | 12.1387 | 10.0469 | 0.70994 | 1.7769
8688 | 11.7059 | 9.7457 | 0.66021 | 2.0218
8689 | 11.8533 | 9.3517 | 0.63955 | 1.8547
8690 | 11.9323 | 9.1625 | 0.64164 | 2.0767
8691 | 11.9642 | 8.8408 | 0.61217 | 1.9834
8692 | 12.1955 | 8.5688 | 0.58844 | 1.7746
8693 | 12.135 | 8.7523 | 0.57806 | 1.9434
8694 | 11.3169 | 8.5985 | 0.58633 | 1.8679
8695 | 12.1287 | 8.8024 | 0.59318 | 1.8642
8696 | 11.9662 | 8.4913 | 0.55344 | 2.0017
8697 | 11.3205 | 8.351 | 0.57028 | 1.9125
8698 | 12.0692 | 8.1836 | 0.5662 | 1.8815
8699 | 11.9351 | 8.2972 | 0.58695 | 1.9647
8700 | 11.8724 | 8.3739 | 0.57735 | 1.9763
8701 | 12.0569 | 8.1819 | 0.52891 | 1.9415
8702 | 11.9027 | 7.7551 | 0.52353 | 1.7417
8703 | 12.0635 | 7.7725 | 0.4916 | 1.9518
8704 | 11.9438 | 7.6558 | 0.4919 | 1.7698
8705 | 11.7712 | 7.0809 | 0.48163 | 2.0499
8706 | 11.8838 | 6.8994 | 0.46327 | 1.8999
8707 | 12.1329 | 7.0834 | 0.46731 | 1.9115
8708 | 11.7312 | 7.2131 | 0.45587 | 1.9543
8709 | 12.1789 | 7.4836 | 0.4836 | 1.7242
8710 | 11.8131 | 7.2643 | 0.47365 | 1.9442
8711 | 11.6074 | 7.095 | 0.48722 | 1.8453
8712 | 11.8247 | 7.2341 | 0.47608 | 1.7978
8713 | 11.7096 | 7.584 | 0.48267 | 2.0153
8714 | 12.043 | 7.6319 | 0.48314 | 1.9922
8715 | 12.0042 | 7.5968 | 0.49949 | 2.0041
8716 | 12.2135 | 7.6504 | 0.49741 | 1.9987
8717 | 11.8518 | 10.2727 | 0.77656 | 1.8492
8718 | 11.9417 | 10.4297 | 0.76161 | 1.9102
8719 | 12.2531 | 10.4206 | 0.79132 | 2.0209
8720 | 13.367 | 10.5595 | 0.78835 | 1.9232
8721 | 14.4337 | 10.6617 | 0.78315 | 1.8883
8722 | 15.696 | 10.5805 | 0.76669 | 1.9038
8723 | 17.0934 | 10.2929 | 0.78593 | 2.0478
8724 | 17.0582 | 10.5004 | 0.78426 | 1.9718
8725 | 16.9658 | 10.2422 | 0.76585 | 2.0022
8726 | 15.422 | 9.9415 | 0.70959 | 2.0213
8727 | 14.8378 | 9.0283 | 0.68143 | 2.0503
8728 | 13.4215 | 8.6227 | 0.63998 | 1.8031
8729 | 13.024 | 8.5748 | 0.62359 | 2.1769
8730 | 12.6016 | 8.2806 | 0.60899 | 2.1077
8731 | 12.0681 | 8.2022 | 0.61531 | 1.8781
8732 | 12.4309 | 8.7884 | 0.60148 | 1.8811
8733 | 11.8516 | 8.8709 | 0.66512 | 1.8615
8734 | 11.6728 | 9.0233 | 0.6739 | 1.8459
8735 | 12.0077 | 9.4325 | 0.68405 | 1.978
8736 | 11.8491 | 9.2461 | 0.70681 | 1.8897
8737 | 11.6012 | 9.8418 | 0.73071 | 1.9684
8738 | 11.8019 | 10.5238 | 0.76408 | 1.9317
8739 | 11.9398 | 10.1964 | 0.78018 | 1.8525
8740 | 12.0855 | 10.7363 | 0.7752 | 1.9846
8741 | 12.0054 | 11.0485 | 0.82843 | 1.9878
8742 | 12.2452 | 11.4821 | 0.85358 | 1.8417
8743 | 12.5425 | 12.1798 | 0.89538 | 2.0134
8744 | 13.8955 | 12.2591 | 0.91992 | 1.7221
8745 | 14.0606 | 12.3656 | 0.94672 | 1.8107
8746 | 15.9435 | 12.9103 | 0.96452 | 1.7345
8747 | 17.1127 | 12.9804 | 1.0055 | 1.8426
8748 | 16.7909 | 13.5476 | 1.0128 | 1.9074
8749 | 16.7916 | 12.6334 | 0.93517 | 1.8127
8750 | 15.9798 | 11.8682 | 0.87265 | 1.9636
8751 | 14.7591 | 11.1555 | 0.85295 | 1.9021
8752 | 13.1187 | 11.0333 | 0.81694 | 1.9265
8753 | 12.3295 | 10.6767 | 0.79151 | 1.9222
8754 | 12.5469 | 10.1202 | 0.75964 | 1.8922
8755 | 12.7059 | 10.1041 | 0.77692 | 1.9104
8756 | 12.0392 | 11.0817 | 0.8141 | 1.8808
8757 | 12.1091 | 11.5153 | 0.87972 | 1.813
8758 | 12.2507 | 12.1094 | 0.88356 | 1.8226
8759 | 11.9699 | 12.1483 | 0.92274 | 2.0684
8760 | 11.9683 | 12.6267 | 0.91409 | 2.006

## SupIm
t | Campus.Solar S 30° | Campus.Solar WE 10°
0 | 0 | 0
1 | 0 | 0
2 | 0 | 0
3 | 0 | 0
4 | 0 | 0
5 | 0 | 0
6 | 0 | 0
7 | 0 | 0
8 | 0 | 0
9 | 0.0024 | 0.0024
10 | 0.0248 | 0.0248
11 | 0.0392 | 0.0392
12 | 0.0528 | 0.0528
13 | 0.0672 | 0.0672
14 | 0.056 | 0.056
15 | 0.0368 | 0.0368
16 | 0.016 | 0.016
17 | 0.0008 | 0.0008
18 | 0 | 0
19 | 0 | 0
20 | 0 | 0
21 | 0 | 0
22 | 0 | 0
23 | 0 | 0
24 | 0 | 0
25 | 0 | 0
26 | 0 | 0
27 | 0 | 0
28 | 0 | 0
29 | 0 | 0
30 | 0 | 0
31 | 0 | 0
32 | 0 | 0
33 | 0.0072 | 0.0072
34 | 0.12919 | 0.078048
35 | 0.22265 | 0.13274
36 | 0.29389 | 0.17146
37 | 0.28195 | 0.17237
38 | 0.19836 | 0.14262
39 | 0.13226 | 0.098108
40 | 0.068805 | 0.044872
41 | 0.0008 | 0.0008
42 | 0 | 0
43 | 0 | 0
44 | 0 | 0
45 | 0 | 0
46 | 0 | 0
47 | 0 | 0
48 | 0 | 0
49 | 0 | 0
50 | 0 | 0
51 | 0 | 0
52 | 0 | 0
53 | 0 | 0
54 | 0 | 0
55 | 0 | 0
56 | 0 | 0
57 | 0.0096 | 0.0096
58 | 0.18984 | 0.10179
59 | 0.38993 | 0.17231
60 | 0.48304 | 0.22436
61 | 0.48173 | 0.22834
62 | 0.44573 | 0.20466
63 | 0.38661 | 0.16368
64 | 0.24283 | 0.079642
65 | 0.0024 | 0.0024
66 | 0 | 0
67 | 0 | 0
68 | 0 | 0
69 | 0 | 0
70 | 0 | 0
71 | 0 | 0
72 | 0 | 0
73 | 0 | 0
74 | 0 | 0
75 | 0 | 0
76 | 0 | 0
77 | 0 | 0
78 | 0 | 0
79 | 0 | 0
80 | 0 | 0
81 | 0.0096 | 0.0096
82 | 0.18006 | 0.092992
83 | 0.31131 | 0.15448
84 | 0.33625 | 0.18472
85 | 0.32629 | 0.19127
86 | 0.28903 | 0.16751
87 | 0.22345 | 0.1207
88 | 0.11246 | 0.054926
89 | 0.0008 | 0.0008
90 | 0 | 0
91 | 0 | 0
92 | 0 | 0
93 | 0 | 0
94 | 0 | 0
95 | 0 | 0
96 | 0 | 0
97 | 0 | 0
98 | 0 | 0
99 | 0 | 0
100 | 0 | 0
101 | 0 | 0
102 | 0 | 0
103 | 0 | 0
104 | 0 | 0
105 | 0.0056 | 0.0056
106 | 0.17105 | 0.096277
107 | 0.25448 | 0.14292
108 | 0.37082 | 0.19404
109 | 0.43589 | 0.22074
110 | 0.38671 | 0.19313
111 | 0.36023 | 0.17436
112 | 0.17788 | 0.069017
113 | 0.0016 | 0.0016
114 | 0 | 0
115 | 0 | 0
116 | 0 | 0
117 | 0 | 0
118 | 0 | 0
119 | 0 | 0
120 | 0 | 0
121 | 0 | 0
122 | 0 | 0
123 | 0 | 0
124 | 0 | 0
125 | 0 | 0
126 | 0 | 0
127 | 0 | 0
128 | 0 | 0
129 | 0.008 | 0.008
130 | 0.10791 | 0.070133
131 | 0.15902 | 0.118
132 | 0.19862 | 0.1539
133 | 0.20107 | 0.15871
134 | 0.18942 | 0.14189
135 | 0.10832 | 0.087818
136 | 0.041987 | 0.037576
137 | 0.0008 | 0.0008
138 | 0 | 0
139 | 0 | 0
140 | 0 | 0
141 | 0 | 0
142 | 0 | 0
143 | 0 | 0
144 | 0 | 0
145 | 0 | 0
146 | 0 | 0
147 | 0 | 0
148 | 0 | 0
149 | 0 | 0
150 | 0 | 0
151 | 0 | 0
152 | 0 | 0
153 | 0.0128 | 0.0128
154 | 0.22487 | 0.11683
155 | 0.45002 | 0.19832
156 | 0.53451 | 0.2496
157 | 0.55138 | 0.25983
158 | 0.51096 | 0.23621
159 | 0.40218 | 0.17232
160 | 0.24988 | 0.084676
161 | 0.0024 | 0.0024
162 | 0 | 0
163 | 0 | 0
164 | 0 | 0
165 | 0 | 0
166 | 0 | 0
167 | 0 | 0
168 | 0 | 0
169 | 0 | 0
170 | 0 | 0
171 | 0 | 0
172 | 0 | 0
173 | 0 | 0
174 | 0 | 0
175 | 0 | 0
176 | 0 | 0
177 | 0.0024 | 0.0024
178 | 0.0208 | 0.0208
179 | 0.0328 | 0.0328
180 | 0.0384 | 0.0384
181 | 0.0376 | 0.0376
182 | 0.0344 | 0.0344
183 | 0.0264 | 0.0264
184 | 0.0128 | 0.0128
185 | 0.0008 | 0.0008
186 | 0 | 0
187 | 0 | 0
188 | 0 | 0
189 | 0 | 0
190 | 0 | 0
191 | 0 | 0
192 | 0 | 0
193 | 0 | 0
194 | 0 | 0
195 | 0 | 0
196 | 0 | 0
197 | 0 | 0
198 | 0 | 0
199 | 0 | 0
200 | 0 | 0
201 | 0.008 | 0.008
202 | 0.10017 | 0.068569
203 | 0.16948 | 0.12354
204 | 0.1942 | 0.1507
205 | 0.27872 | 0.1764
206 | 0.19299 | 0.14588
207 | 0.1221 | 0.095757
208 | 0.058026 | 0.045527
209 | 0.0008 | 0.0008
210 | 0 | 0
211 | 0 | 0
212 | 0 | 0
213 | 0 | 0
214 | 0 | 0
215 | 0 | 0
216 | 0 | 0
217 | 0 | 0
218 | 0 | 0
219 | 0 | 0
220 | 0 | 0
221 | 0 | 0
222 | 0 | 0
223 | 0 | 0
224 | 0 | 0
225 | 0.0048 | 0.0048
226 | 0.0312 | 0.0312
227 | 0.0528 | 0.0528
228 | 0.072 | 0.072
229 | 0.0696 | 0.0696
230 | 0.0544 | 0.0544
231 | 0.0448 | 0.0448
232 | 0.0232 | 0.0232
233 | 0.0008 | 0.0008
234 | 0 | 0
235 | 0 | 0
236 | 0 | 0
237 | 0 | 0
238 | 0 | 0
239 | 0 | 0
240 | 0 | 0
241 | 0 | 0
242 | 0 | 0
243 | 0 | 0
244 | 0 | 0
245 | 0 | 0
246 | 0 | 0
247 | 0 | 0
248 | 0 | 0
249 | 0.008 | 0.008
250 | 0.14198 | 0.083562
251 | 0.23502 | 0.14225
252 | 0.29862 | 0.18346
253 | 0.30052 | 0.18988
254 | 0.26847 | 0.16847
255 | 0.20911 | 0.12157
256 | 0.087011 | 0.057418
257 | 0.0008 | 0.0008
258 | 0 | 0
259 | 0 | 0
260 | 0 | 0
261 | 0 | 0
262 | 0 | 0
263 | 0 | 0
264 | 0 | 0
265 | 0 | 0
266 | 0 | 0
267 | 0 | 0
268 | 0 | 0
269 | 0 | 0
270 | 0 | 0
271 | 0 | 0
272 | 0 | 0
273 | 0.0024 | 0.0024
274 | 0.0344 | 0.0344
275 | 0.0664 | 0.0664
276 | 0.0744 | 0.0744
277 | 0.0792 | 0.0792
278 | 0.0616 | 0.0616
279 | 0.0416 | 0.0416
280 | 0.0288 | 0.0288
281 | 0.0008 | 0.0008
282 | 0 | 0
283 | 0 | 0
284 | 0 | 0
285 | 0 | 0
286 | 0 | 0
287 | 0 | 0
288 | 0 | 0
289 | 0 | 0
290 | 0 | 0
291 | 0 | 0
292 | 0 | 0
293 | 0 | 0
294 | 0 | 0
295 | 0 | 0
296 | 0 | 0
297 | 0.0024 | 0.0024
298 | 0.0312 | 0.0312
299 | 0.06 | 0.06
300 | 0.0664 | 0.0664
301 | 0.0728 | 0.0728
302 | 0.068 | 0.068
303 | 0.0504 | 0.0504
304 | 0.0256 | 0.0256
305 | 0.0016 | 0.0016
306 | 0 | 0
307 | 0 | 0
308 | 0 | 0
309 | 0 | 0
310 | 0 | 0
311 | 0 | 0
312 | 0 | 0
313 | 0 | 0
314 | 0 | 0
315 | 0 | 0
316 | 0 | 0
317 | 0 | 0
318 | 0 | 0
319 | 0 | 0
320 | 0 | 0
321 | 0.0096 | 0.0096
322 | 0.099776 | 0.070169
323 | 0.1636 | 0.12439
324 | 0.18127 | 0.14679
325 | 0.18555 | 0.15401
326 | 0.15758 | 0.13251
327 | 0.095296 | 0.087927
328 | 0.05455 | 0.047151
329 | 0.0016 | 0.0016
330 | 0 | 0
331 | 0 | 0
332 | 0 | 0
333 | 0 | 0
334 | 0 | 0
335 | 0 | 0
336 | 0 | 0
337 | 0 | 0
338 | 0 | 0
339 | 0 | 0
340 | 0 | 0
341 | 0 | 0
342 | 0 | 0
343 | 0 | 0
344 | 0 | 0
345 | 0.0064 | 0.0064
346 | 0.052 | 0.052
347 | 0.0776 | 0.0776
348 | 0.10599 | 0.10398
349 | 0.12101 | 0.11513
350 | 0.11208 | 0.10795
351 | 0.074797 | 0.073588
352 | 0.0384 | 0.0384
353 | 0.0016 | 0.0016
354 | 0 | 0
355 | 0 | 0
356 | 0 | 0
357 | 0 | 0
358 | 0 | 0
359 | 0 | 0
360 | 0 | 0
361 | 0 | 0
362 | 0 | 0
363 | 0 | 0
364 | 0 | 0
365 | 0 | 0
366 | 0 | 0
367 | 0 | 0
368 | 0 | 0
369 | 0.0032 | 0.0032
370 | 0.0512 | 0.0512
371 | 0.08 | 0.08
372 | 0.15585 | 0.13494
373 | 0.16647 | 0.14128
374 | 0.36344 | 0.2045
375 | 0.275 | 0.14992
376 | 0.17979 | 0.097029
377 | 0.004 | 0.004
378 | 0 | 0
379 | 0 | 0
380 | 0 | 0
381 | 0 | 0
382 | 0 | 0
383 | 0 | 0
384 | 0 | 0
385 | 0 | 0
386 | 0 | 0
387 | 0 | 0
388 | 0 | 0
389 | 0 | 0
390 | 0 | 0
391 | 0 | 0
392 | 0 | 0
393 | 0.0072 | 0.0072
394 | 0.12327 | 0.079648
395 | 0.25545 | 0.15409
396 | 0.21921 | 0.16817
397 | 0.20364 | 0.15863
398 | 0.41665 | 0.23541
399 | 0.43431 | 0.20078
400 | 0.2251 | 0.13053
401 | 0.0136 | 0.0136
402 | 0 | 0
403 | 0 | 0
404 | 0 | 0
405 | 0 | 0
406 | 0 | 0
407 | 0 | 0
408 | 0 | 0
409 | 0 | 0
410 | 0 | 0
411 | 0 | 0
412 | 0 | 0
413 | 0 | 0
414 | 0 | 0
415 | 0 | 0
416 | 0 | 0
417 | 0.0032 | 0.0032
418 | 0.099079 | 0.072581
419 | 0.10571 | 0.099127
420 | 0.14148 | 0.12783
421 | 0.36644 | 0.22539
422 | 0.45429 | 0.23249
423 | 0.30689 | 0.16814
424 | 0.22705 | 0.13131
425 | 0.016 | 0.016
426 | 0 | 0
427 | 0 | 0
428 | 0 | 0
429 | 0 | 0
430 | 0 | 0
431 | 0 | 0
432 | 0 | 0
433 | 0 | 0
434 | 0 | 0
435 | 0 | 0
436 | 0 | 0
437 | 0 | 0
438 | 0 | 0
439 | 0 | 0
440 | 0 | 0
441 | 0.0056 | 0.0056
442 | 0.044 | 0.044
443 | 0.0712 | 0.0712
444 | 0.0912 | 0.0912
445 | 0.0888 | 0.0888
446 | 0.0736 | 0.0736
447 | 0.0528 | 0.0528
448 | 0.0296 | 0.0296
449 | 0.0024 | 0.0024
450 | 0 | 0
451 | 0 | 0
452 | 0 | 0
453 | 0 | 0
454 | 0 | 0
455 | 0 | 0
456 | 0 | 0
457 | 0 | 0
458 | 0 | 0
459 | 0 | 0
460 | 0 | 0
461 | 0 | 0
462 | 0 | 0
463 | 0 | 0
464 | 0 | 0
465 | 0.0176 | 0.0176
466 | 0.21063 | 0.12002
467 | 0.34111 | 0.17896
468 | 0.33288 | 0.2072
469 | 0.43179 | 0.25042
470 | 0.4792 | 0.24426
471 | 0.33578 | 0.17183
472 | 0.13203 | 0.08766
473 | 0.0048 | 0.0048
474 | 0 | 0
475 | 0 | 0
476 | 0 | 0
477 | 0 | 0
478 | 0 | 0
479 | 0 | 0
480 | 0 | 0
481 | 0 | 0
482 | 0 | 0
483 | 0 | 0
484 | 0 | 0
485 | 0 | 0
486 | 0 | 0
487 | 0 | 0
488 | 0 | 0
489 | 0.0032 | 0.0032
490 | 0.0176 | 0.0176
491 | 0.032 | 0.032
492 | 0.0424 | 0.0424
493 | 0.0464 | 0.0464
494 | 0.0472 | 0.0472
495 | 0.0344 | 0.0344
496 | 0.02 | 0.02
497 | 0.0024 | 0.0024
498 | 0 | 0
499 | 0 | 0
500 | 0 | 0
501 | 0 | 0
502 | 0 | 0
503 | 0 | 0
504 | 0 | 0
505 | 0 | 0
506 | 0 | 0
507 | 0 | 0
508 | 0 | 0
509 | 0 | 0
510 | 0 | 0
511 | 0 | 0
512 | 0 | 0
513 | 0.0184 | 0.0184
514 | 0.052 | 0.052
515 | 0.0616 | 0.0616
516 | 0.092 | 0.092
517 | 0.12195 | 0.11835
518 | 0.13731 | 0.12788
519 | 0.10483 | 0.098327
520 | 0.0464 | 0.0464
521 | 0.0024 | 0.0024
522 | 0 | 0
523 | 0 | 0
524 | 0 | 0
525 | 0 | 0
526 | 0 | 0
527 | 0 | 0
528 | 0 | 0
529 | 0 | 0
530 | 0 | 0
531 | 0 | 0
532 | 0 | 0
533 | 0 | 0
534 | 0 | 0
535 | 0 | 0
536 | 0 | 0
537 | 0.064115 | 0.034705
538 | 0.13274 | 0.092435
539 | 0.19215 | 0.14504
540 | 0.24932 | 0.18961
541 | 0.25209 | 0.19603
542 | 0.2393 | 0.18246
543 | 0.15915 | 0.12602
544 | 0.091292 | 0.067806
545 | 0.0032 | 0.0032
546 | 0 | 0
547 | 0 | 0
548 | 0 | 0
549 | 0 | 0
550 | 0 | 0
551 | 0 | 0
552 | 0 | 0
553 | 0 | 0
554 | 0 | 0
555 | 0 | 0
556 | 0 | 0
557 | 0 | 0
558 | 0 | 0
559 | 0 | 0
560 | 0 | 0
561 | 0.0168 | 0.0168
562 | 0.0448 | 0.0448
563 | 0.0704 | 0.0704
564 | 0.0936 | 0.0936
565 | 0.092 | 0.092
566 | 0.0824 | 0.0824
567 | 0.0568 | 0.0568
568 | 0.0336 | 0.0336
569 | 0.0032 | 0.0032
570 | 0 | 0
571 | 0 | 0
572 | 0 | 0
573 | 0 | 0
574 | 0 | 0
575 | 0 | 0
576 | 0 | 0
577 | 0 | 0
578 | 0 | 0
579 | 0 | 0
580 | 0 | 0
581 | 0 | 0
582 | 0 | 0
583 | 0 | 0
584 | 0 | 0
585 | 0.094251 | 0.044748
586 | 0.25382 | 0.12358
587 | 0.37108 | 0.19789
588 | 0.42301 | 0.23828
589 | 0.44442 | 0.25656
590 | 0.41869 | 0.23676
591 | 0.3325 | 0.18385
592 | 0.19159 | 0.10485
593 | 0.0128 | 0.0128
594 | 0 | 0
595 | 0 | 0
596 | 0 | 0
597 | 0 | 0
598 | 0 | 0
599 | 0 | 0
600 | 0 | 0
601 | 0 | 0
602 | 0 | 0
603 | 0 | 0
604 | 0 | 0
605 | 0 | 0
606 | 0 | 0
607 | 0 | 0
608 | 0 | 0
609 | 0.10795 | 0.048676
610 | 0.28754 | 0.13534
611 | 0.37266 | 0.20189
612 | 0.41842 | 0.24237
613 | 0.44314 | 0.25817
614 | 0.41032 | 0.23683
615 | 0.36469 | 0.19071
616 | 0.20813 | 0.12001
617 | 0.016 | 0.016
618 | 0 | 0
619 | 0 | 0
620 | 0 | 0
621 | 0 | 0
622 | 0 | 0
623 | 0 | 0
624 | 0 | 0
625 | 0 | 0
626 | 0 | 0
627 | 0 | 0
628 | 0 | 0
629 | 0 | 0
630 | 0 | 0
631 | 0 | 0
632 | 0 | 0
633 | 0.004 | 0.004
634 | 0.012 | 0.012
635 | 0.0192 | 0.0192
636 | 0.024 | 0.024
637 | 0.0256 | 0.0256
638 | 0.024 | 0.024
639 | 0.0184 | 0.0184
640 | 0.0112 | 0.0112
641 | 0.0032 | 0.0032
642 | 0 | 0
643 | 0 | 0
644 | 0 | 0
645 | 0 | 0
646 | 0 | 0
647 | 0 | 0
648 | 0 | 0
649 | 0 | 0
650 | 0 | 0
651 | 0 | 0
652 | 0 | 0
653 | 0 | 0
654 | 0 | 0
655 | 0 | 0
656 | 0 | 0
657 | 0.0048 | 0.0048
658 | 0.0128 | 0.0128
659 | 0.0208 | 0.0208
660 | 0.0256 | 0.0256
661 | 0.028 | 0.028
662 | 0.28335 | 0.20206
663 | 0.23686 | 0.15903
664 | 0.14582 | 0.095526
665 | 0.0144 | 0.0144
666 | 0 | 0
667 | 0 | 0
668 | 0 | 0
669 | 0 | 0
670 | 0 | 0
671 | 0 | 0
672 | 0 | 0
673 | 0 | 0
674 | 0 | 0
675 | 0 | 0
676 | 0 | 0
677 | 0 | 0
678 | 0 | 0
679 | 0 | 0
680 | 0 | 0
681 | 0.078501 | 0.04829
682 | 0.11009 | 0.086157
683 | 0.18716 | 0.14587
684 | 0.36848 | 0.23569
685 | 0.27502 | 0.21349
686 | 0.26714 | 0.1974
687 | 0.44514 | 0.24061
688 | 0.2808 | 0.15802
689 | 0.0392 | 0.0392
690 | 0 | 0
691 | 0 | 0
692 | 0 | 0
693 | 0 | 0
694 | 0 | 0
695 | 0 | 0
696 | 0 | 0
697 | 0 | 0
698 | 0 | 0
699 | 0 | 0
700 | 0 | 0
701 | 0 | 0
702 | 0 | 0
703 | 0 | 0
704 | 0 | 0
705 | 0.02 | 0.02
706 | 0.22556 | 0.13749
707 | 0.20502 | 0.15534
708 | 0.27453 | 0.20052
709 | 0.0784 | 0.0784
710 | 0.0968 | 0.0968
711 | 0.06 | 0.06
712 | 0.079335 | 0.069503
713 | 0.036422 | 0.026916
714 | 0 | 0
715 | 0 | 0
716 | 0 | 0
717 | 0 | 0
718 | 0 | 0
719 | 0 | 0
720 | 0 | 0
721 | 0 | 0
722 | 0 | 0
723 | 0 | 0
724 | 0 | 0
725 | 0 | 0
726 | 0 | 0
727 | 0 | 0
728 | 0 | 0
729 | 0.090918 | 0.051095
730 | 0.096425 | 0.081442
731 | 0.076 | 0.076
732 | 0.1088 | 0.1088
733 | 0.20988 | 0.17791
734 | 0.2191 | 0.18104
735 | 0.15076 | 0.1277
736 | 0.0336 | 0.0336
737 | 0.004 | 0.004
738 | 0 | 0
739 | 0 | 0
740 | 0 | 0
741 | 0 | 0
742 | 0 | 0
743 | 0 | 0
744 | 0 | 0
745 | 0 | 0
746 | 0 | 0
747 | 0 | 0
748 | 0 | 0
749 | 0 | 0
750 | 0 | 0
751 | 0 | 0
752 | 0 | 0
753 | 0.047097 | 0.037486
754 | 0.15468 | 0.11234
755 | 0.27354 | 0.18276
756 | 0.19908 | 0.16915
757 | 0.15729 | 0.14785
758 | 0.1128 | 0.11199
759 | 0.0648 | 0.0648
760 | 0.0584 | 0.0584
761 | 0.0048 | 0.0048
762 | 0 | 0
763 | 0 | 0
764 | 0 | 0
765 | 0 | 0
766 | 0 | 0
767 | 0 | 0
768 | 0 | 0
769 | 0 | 0
770 | 0 | 0
771 | 0 | 0
772 | 0 | 0
773 | 0 | 0
774 | 0 | 0
775 | 0 | 0
776 | 0 | 0
777 | 0.12741 | 0.060328
778 | 0.29511 | 0.14877
779 | 0.36937 | 0.21304
780 | 0.42543 | 0.25906
781 | 0.52514 | 0.30129
782 | 0.48103 | 0.27284
783 | 0.42755 | 0.2293
784 | 0.32449 | 0.15338
785 | 0.13741 | 0.061459
786 | 0 | 0
787 | 0 | 0
788 | 0 | 0
789 | 0 | 0
790 | 0 | 0
791 | 0 | 0
792 | 0 | 0
793 | 0 | 0
794 | 0 | 0
795 | 0 | 0
796 | 0 | 0
797 | 0 | 0
798 | 0 | 0
799 | 0 | 0
800 | 0 | 0
801 | 0.024 | 0.024
802 | 0.0528 | 0.0528
803 | 0.10005 | 0.099188
804 | 0.0888 | 0.0888
805 | 0.0992 | 0.0992
806 | 0.0864 | 0.0864
807 | 0.0592 | 0.0592
808 | 0.0272 | 0.0272
809 | 0.012 | 0.012
810 | 0 | 0
811 | 0 | 0
812 | 0 | 0
813 | 0 | 0
814 | 0 | 0
815 | 0 | 0
816 | 0 | 0
817 | 0 | 0
818 | 0 | 0
819 | 0 | 0
820 | 0 | 0
821 | 0 | 0
822 | 0 | 0
823 | 0 | 0
824 | 0.0016 | 0.0016
825 | 0.1036 | 0.063707
826 | 0.17132 | 0.11697
827 | 0.11783 | 0.11273
828 | 0.0984 | 0.0984
829 | 0.24354 | 0.19847
830 | 0.15799 | 0.14947
831 | 0.13177 | 0.12145
832 | 0.16101 | 0.10902
833 | 0.0248 | 0.0248
834 | 0 | 0
835 | 0 | 0
836 | 0 | 0
837 | 0 | 0
838 | 0 | 0
839 | 0 | 0
840 | 0 | 0
841 | 0 | 0
842 | 0 | 0
843 | 0 | 0
844 | 0 | 0
845 | 0 | 0
846 | 0 | 0
847 | 0 | 0
848 | 0 | 0
849 | 0.09541 | 0.053758
850 | 0.15958 | 0.11953
851 | 0.23966 | 0.18561
852 | 0.2653 | 0.21357
853 | 0.35213 | 0.24707
854 | 0.27245 | 0.21752
855 | 0.22332 | 0.17774
856 | 0.14952 | 0.11156
857 | 0.083777 | 0.047801
858 | 0 | 0
859 | 0 | 0
860 | 0 | 0
861 | 0 | 0
862 | 0 | 0
863 | 0 | 0
864 | 0 | 0
865 | 0 | 0
866 | 0 | 0
867 | 0 | 0
868 | 0 | 0
869 | 0 | 0
870 | 0 | 0
871 | 0 | 0
872 | 0.0008 | 0.0008
873 | 0.15277 | 0.071666
874 | 0.32787 | 0.16766
875 | 0.47142 | 0.25518
876 | 0.56113 | 0.31114
877 | 0.58423 | 0.32772
878 | 0.54587 | 0.30409
879 | 0.45113 | 0.24497
880 | 0.31528 | 0.15814
881 | 0.13275 | 0.065634
882 | 0 | 0
883 | 0 | 0
884 | 0 | 0
885 | 0 | 0
886 | 0 | 0
887 | 0 | 0
888 | 0 | 0
889 | 0 | 0
890 | 0 | 0
891 | 0 | 0
892 | 0 | 0
893 | 0 | 0
894 | 0 | 0
895 | 0 | 0
896 | 0.0008 | 0.0008
897 | 0.15064 | 0.071877
898 | 0.33104 | 0.17081
899 | 0.48249 | 0.26145
900 | 0.57695 | 0.31976
901 | 0.59979 | 0.33634
902 | 0.56409 | 0.31348
903 | 0.46991 | 0.25357
904 | 0.33536 | 0.16758
905 | 0.14326 | 0.068064
906 | 0 | 0
907 | 0 | 0
908 | 0 | 0
909 | 0 | 0
910 | 0 | 0
911 | 0 | 0
912 | 0 | 0
913 | 0 | 0
914 | 0 | 0
915 | 0 | 0
916 | 0 | 0
917 | 0 | 0
918 | 0 | 0
919 | 0 | 0
920 | 0.0008 | 0.0008
921 | 0.084602 | 0.055732
922 | 0.20498 | 0.13349
923 | 0.23602 | 0.18806
924 | 0.28237 | 0.2287
925 | 0.25903 | 0.22013
926 | 0.2429 | 0.20578
927 | 0.17796 | 0.15322
928 | 0.13764 | 0.11006
929 | 0.041871 | 0.037057
930 | 0 | 0
931 | 0 | 0
932 | 0 | 0
933 | 0 | 0
934 | 0 | 0
935 | 0 | 0
936 | 0 | 0
937 | 0 | 0
938 | 0 | 0
939 | 0 | 0
940 | 0 | 0
941 | 0 | 0
942 | 0 | 0
943 | 0 | 0
944 | 0.0016 | 0.0016
945 | 0.067398 | 0.04983
946 | 0.20886 | 0.13909
947 | 0.20461 | 0.16579
948 | 0.45227 | 0.29085
949 | 0.50622 | 0.31181
950 | 0.53618 | 0.33417
951 | 0.22453 | 0.17361
952 | 0.22855 | 0.14211
953 | 0.062288 | 0.045541
954 | 0.0008 | 0.0008
955 | 0 | 0
956 | 0 | 0
957 | 0 | 0
958 | 0 | 0
959 | 0 | 0
960 | 0 | 0
961 | 0 | 0
962 | 0 | 0
963 | 0 | 0
964 | 0 | 0
965 | 0 | 0
966 | 0 | 0
967 | 0 | 0
968 | 0.0008 | 0.0008
969 | 0.1183 | 0.067333
970 | 0.23426 | 0.15008
971 | 0.34652 | 0.22364
972 | 0.43076 | 0.27896
973 | 0.47422 | 0.30256
974 | 0.42133 | 0.27671
975 | 0.35147 | 0.22276
976 | 0.23277 | 0.14283
977 | 0.10535 | 0.060842
978 | 0.0008 | 0.0008
979 | 0 | 0
980 | 0 | 0
981 | 0 | 0
982 | 0 | 0
983 | 0 | 0
984 | 0 | 0
985 | 0 | 0
986 | 0 | 0
987 | 0 | 0
988 | 0 | 0
989 | 0 | 0
990 | 0 | 0
991 | 0 | 0
992 | 0.0008 | 0.0008
993 | 0.0152 | 0.0152
994 | 0.0256 | 0.0256
995 | 0.0752 | 0.0752
996 | 0.1152 | 0.1152
997 | 0.12466 | 0.12399
998 | 0.1184 | 0.1184
999 | 0.11028 | 0.10878
1000 | 0.0712 | 0.0712
1001 | 0.0296 | 0.0296
1002 | 0.0008 | 0.0008
1003 | 0 | 0
1004 | 0 | 0
1005 | 0 | 0
1006 | 0 | 0
1007 | 0 | 0
1008 | 0 | 0
1009 | 0 | 0
1010 | 0 | 0
1011 | 0 | 0
1012 | 0 | 0
1013 | 0 | 0
1014 | 0 | 0
1015 | 0 | 0
1016 | 0.0008 | 0.0008
1017 | 0.044518 | 0.043188
1018 | 0.088108 | 0.086376
1019 | 0.12914 | 0.12473
1020 | 0.15826 | 0.15351
1021 | 0.18447 | 0.17584
1022 | 0.17955 | 0.16861
1023 | 0.15177 | 0.14143
1024 | 0.098765 | 0.094339
1025 | 0.039803 | 0.03842
1026 | 0.0008 | 0.0008
1027 | 0 | 0
1028 | 0 | 0
1029 | 0 | 0
1030 | 0 | 0
1031 | 0 | 0
1032 | 0 | 0
1033 | 0 | 0
1034 | 0 | 0
1035 | 0 | 0
1036 | 0 | 0
1037 | 0 | 0
1038 | 0 | 0
1039 | 0 | 0
1040 | 0.0008 | 0.0008
1041 | 0.12501 | 0.073914
1042 | 0.23362 | 0.15325
1043 | 0.27922 | 0.21085
1044 | 0.20777 | 0.18437
1045 | 0.3649 | 0.27595
1046 | 0.53527 | 0.33394
1047 | 0.48313 | 0.2798
1048 | 0.28165 | 0.17449
1049 | 0.15423 | 0.085313
1050 | 0.004 | 0.004
1051 | 0 | 0
1052 | 0 | 0
1053 | 0 | 0
1054 | 0 | 0
1055 | 0 | 0
1056 | 0 | 0
1057 | 0 | 0
1058 | 0 | 0
1059 | 0 | 0
1060 | 0 | 0
1061 | 0 | 0
1062 | 0 | 0
1063 | 0 | 0
1064 | 0.0008 | 0.0008
1065 | 0.012 | 0.012
1066 | 0.0248 | 0.0248
1067 | 0.0336 | 0.0336
1068 | 0.0424 | 0.0424
1069 | 0.0448 | 0.0448
1070 | 0.044 | 0.044
1071 | 0.0376 | 0.0376
1072 | 0.024 | 0.024
1073 | 0.0112 | 0.0112
1074 | 0.0008 | 0.0008
1075 | 0 | 0
1076 | 0 | 0
1077 | 0 | 0
1078 | 0 | 0
1079 | 0 | 0
1080 | 0 | 0
1081 | 0 | 0
1082 | 0 | 0
1083 | 0 | 0
1084 | 0 | 0
1085 | 0 | 0
1086 | 0 | 0
1087 | 0 | 0
1088 | 0.0024 | 0.0024
1089 | 0.098841 | 0.069296
1090 | 0.22925 | 0.15569
1091 | 0.32716 | 0.2303
1092 | 0.37986 | 0.27401
1093 | 0.38957 | 0.28519
1094 | 0.37388 | 0.27006
1095 | 0.33207 | 0.22698
1096 | 0.21996 | 0.14855
1097 | 0.084999 | 0.063793
1098 | 0.0008 | 0.0008
1099 | 0 | 0
1100 | 0 | 0
1101 | 0 | 0
1102 | 0 | 0
1103 | 0 | 0
1104 | 0 | 0
1105 | 0 | 0
1106 | 0 | 0
1107 | 0 | 0
1108 | 0 | 0
1109 | 0 | 0
1110 | 0 | 0
1111 | 0 | 0
1112 | 0.0016 | 0.0016
1113 | 0.0304 | 0.0304
1114 | 0.0656 | 0.0656
1115 | 0.096 | 0.096
1116 | 0.1168 | 0.1168
1117 | 0.128 | 0.128
1118 | 0.1176 | 0.1176
1119 | 0.0936 | 0.0936
1120 | 0.064 | 0.064
1121 | 0.0304 | 0.0304
1122 | 0.0008 | 0.0008
1123 | 0 | 0
1124 | 0 | 0
1125 | 0 | 0
1126 | 0 | 0
1127 | 0 | 0
1128 | 0 | 0
1129 | 0 | 0
1130 | 0 | 0
1131 | 0 | 0
1132 | 0 | 0
1133 | 0 | 0
1134 | 0 | 0
1135 | 0 | 0
1136 | 0.0016 | 0.0016
1137 | 0.0152 | 0.0152
1138 | 0.0312 | 0.0312
1139 | 0.0448 | 0.0448
1140 | 0.0528 | 0.0528
1141 | 0.0528 | 0.0528
1142 | 0.0504 | 0.0504
1143 | 0.044 | 0.044
1144 | 0.0296 | 0.0296
1145 | 0.0152 | 0.0152
1146 | 0.0008 | 0.0008
1147 | 0 | 0
1148 | 0 | 0
1149 | 0 | 0
1150 | 0 | 0
1151 | 0 | 0
1152 | 0 | 0
1153 | 0 | 0
1154 | 0 | 0
1155 | 0 | 0
1156 | 0 | 0
1157 | 0 | 0
1158 | 0 | 0
1159 | 0 | 0
1160 | 0.0096 | 0.0096
1161 | 0.15799 | 0.10418
1162 | 0.22599 | 0.16298
1163 | 0.42955 | 0.28124
1164 | 0.42881 | 0.30066
1165 | 0.4547 | 0.32376
1166 | 0.19125 | 0.17651
1167 | 0.13892 | 0.13431
1168 | 0.0568 | 0.0568
1169 | 0.18827 | 0.12006
1170 | 0.0024 | 0.0024
1171 | 0 | 0
1172 | 0 | 0
1173 | 0 | 0
1174 | 0 | 0
1175 | 0 | 0
1176 | 0 | 0
1177 | 0 | 0
1178 | 0 | 0
1179 | 0 | 0
1180 | 0 | 0
1181 | 0 | 0
1182 | 0 | 0
1183 | 0 | 0
1184 | 0.0048 | 0.0048
1185 | 0.1467 | 0.099429
1186 | 0.34521 | 0.2065
1187 | 0.43021 | 0.28037
1188 | 0.50119 | 0.33096
1189 | 0.42685 | 0.30959
1190 | 0.43135 | 0.30057
1191 | 0.32144 | 0.23355
1192 | 0.19651 | 0.15452
1193 | 0.10477 | 0.074048
1194 | 0.0016 | 0.0016
1195 | 0 | 0
1196 | 0 | 0
1197 | 0 | 0
1198 | 0 | 0
1199 | 0 | 0
1200 | 0 | 0
1201 | 0 | 0
1202 | 0 | 0
1203 | 0 | 0
1204 | 0 | 0
1205 | 0 | 0
1206 | 0 | 0
1207 | 0 | 0
1208 | 0.0024 | 0.0024
1209 | 0.0408 | 0.0408
1210 | 0.0808 | 0.0808
1211 | 0.1152 | 0.1152
1212 | 0.13396 | 0.13278
1213 | 0.13657 | 0.13599
1214 | 0.12858 | 0.12799
1215 | 0.1096 | 0.1096
1216 | 0.0736 | 0.0736
1217 | 0.0336 | 0.0336
1218 | 0.0016 | 0.0016
1219 | 0 | 0
1220 | 0 | 0
1221 | 0 | 0
1222 | 0 | 0
1223 | 0 | 0
1224 | 0 | 0
1225 | 0 | 0
1226 | 0 | 0
1227 | 0 | 0
1228 | 0 | 0
1229 | 0 | 0
1230 | 0 | 0
1231 | 0 | 0
1232 | 0.0064 | 0.0064
1233 | 0.068891 | 0.062315
1234 | 0.14033 | 0.12697
1235 | 0.18005 | 0.17021
1236 | 0.26127 | 0.23219
1237 | 0.29944 | 0.2616
1238 | 0.28625 | 0.24882
1239 | 0.24088 | 0.20734
1240 | 0.17499 | 0.14916
1241 | 0.091625 | 0.070945
1242 | 0.0016 | 0.0016
1243 | 0 | 0
1244 | 0 | 0
1245 | 0 | 0
1246 | 0 | 0
1247 | 0 | 0
1248 | 0 | 0
1249 | 0 | 0
1250 | 0 | 0
1251 | 0 | 0
1252 | 0 | 0
1253 | 0 | 0
1254 | 0 | 0
1255 | 0 | 0
1256 | 0.0024 | 0.0024
1257 | 0.04 | 0.04
1258 | 0.0808 | 0.0808
1259 | 0.1128 | 0.1128
1260 | 0.14408 | 0.14236
1261 | 0.1566 | 0.15435
1262 | 0.14569 | 0.14396
1263 | 0.1182 | 0.11759
1264 | 0.0832 | 0.0832
1265 | 0.0432 | 0.0432
1266 | 0.0032 | 0.0032
1267 | 0 | 0
1268 | 0 | 0
1269 | 0 | 0
1270 | 0 | 0
1271 | 0 | 0
1272 | 0 | 0
1273 | 0 | 0
1274 | 0 | 0
1275 | 0 | 0
1276 | 0 | 0
1277 | 0 | 0
1278 | 0 | 0
1279 | 0 | 0
1280 | 0.0096 | 0.0096
1281 | 0.19352 | 0.12951
1282 | 0.43012 | 0.25197
1283 | 0.57375 | 0.34491
1284 | 0.62842 | 0.39168
1285 | 0.6412 | 0.4036
1286 | 0.58431 | 0.37061
1287 | 0.49396 | 0.30906
1288 | 0.33675 | 0.20973
1289 | 0.14559 | 0.10182
1290 | 0.004 | 0.004
1291 | 0 | 0
1292 | 0 | 0
1293 | 0 | 0
1294 | 0 | 0
1295 | 0 | 0
1296 | 0 | 0
1297 | 0 | 0
1298 | 0 | 0
1299 | 0 | 0
1300 | 0 | 0
1301 | 0 | 0
1302 | 0 | 0
1303 | 0 | 0
1304 | 0.0048 | 0.0048
1305 | 0.052 | 0.052
1306 | 0.10064 | 0.099988
1307 | 0.13611 | 0.13436
1308 | 0.16324 | 0.15993
1309 | 0.1696 | 0.16633
1310 | 0.15497 | 0.15275
1311 | 0.12675 | 0.12558
1312 | 0.0848 | 0.0848
1313 | 0.0392 | 0.0392
1314 | 0.0024 | 0.0024
1315 | 0 | 0
1316 | 0 | 0
1317 | 0 | 0
1318 | 0 | 0
1319 | 0 | 0
1320 | 0 | 0
1321 | 0 | 0
1322 | 0 | 0
1323 | 0 | 0
1324 | 0 | 0
1325 | 0 | 0
1326 | 0 | 0
1327 | 0 | 0
1328 | 0.0136 | 0.0136
1329 | 0.20558 | 0.139
1330 | 0.43426 | 0.25822
1331 | 0.58749 | 0.3575
1332 | 0.68394 | 0.42215
1333 | 0.72594 | 0.45137
1334 | 0.69512 | 0.43009
1335 | 0.59489 | 0.36228
1336 | 0.44167 | 0.2606
1337 | 0.20125 | 0.13586
1338 | 0.0112 | 0.0112
1339 | 0 | 0
1340 | 0 | 0
1341 | 0 | 0
1342 | 0 | 0
1343 | 0 | 0
1344 | 0 | 0
1345 | 0 | 0
1346 | 0 | 0
1347 | 0 | 0
1348 | 0 | 0
1349 | 0 | 0
1350 | 0 | 0
1351 | 0 | 0
1352 | 0.0032 | 0.0032
1353 | 0.0703 | 0.067151
1354 | 0.13187 | 0.12629
1355 | 0.21493 | 0.1964
1356 | 0.22111 | 0.21097
1357 | 0.25325 | 0.23477
1358 | 0.23408 | 0.21804
1359 | 0.18269 | 0.17422
1360 | 0.15487 | 0.13971
1361 | 0.07533 | 0.067891
1362 | 0.0064 | 0.0064
1363 | 0 | 0
1364 | 0 | 0
1365 | 0 | 0
1366 | 0 | 0
1367 | 0 | 0
1368 | 0 | 0
1369 | 0 | 0
1370 | 0 | 0
1371 | 0 | 0
1372 | 0 | 0
1373 | 0 | 0
1374 | 0 | 0
1375 | 0 | 0
1376 | 0.0112 | 0.0112
1377 | 0.10129 | 0.086157
1378 | 0.14095 | 0.13427
1379 | 0.17178 | 0.16628
1380 | 0.25898 | 0.23382
1381 | 0.21138 | 0.20464
1382 | 0.18995 | 0.18468
1383 | 0.18495 | 0.17662
1384 | 0.1136 | 0.11115
1385 | 0.0488 | 0.0488
1386 | 0.0024 | 0.0024
1387 | 0 | 0
1388 | 0 | 0
1389 | 0 | 0
1390 | 0 | 0
1391 | 0 | 0
1392 | 0 | 0
1393 | 0 | 0
1394 | 0 | 0
1395 | 0 | 0
1396 | 0 | 0
1397 | 0 | 0
1398 | 0 | 0
1399 | 0 | 0
1400 | 0.028 | 0.028
1401 | 0.2274 | 0.15642
1402 | 0.33165 | 0.23155
1403 | 0.32376 | 0.2618
1404 | 0.4357 | 0.32868
1405 | 0.55017 | 0.38977
1406 | 0.31315 | 0.26609
1407 | 0.16184 | 0.15423
1408 | 0.02 | 0.02
1409 | 0.0104 | 0.0104
1410 | 0.0024 | 0.0024
1411 | 0 | 0
1412 | 0 | 0
1413 | 0 | 0
1414 | 0 | 0
1415 | 0 | 0
1416 | 0 | 0
1417 | 0 | 0
1418 | 0 | 0
1419 | 0 | 0
1420 | 0 | 0
1421 | 0 | 0
1422 | 0 | 0
1423 | 0 | 0
1424 | 0.0144 | 0.0144
1425 | 0.16261 | 0.12496
1426 | 0.20647 | 0.17453
1427 | 0.24267 | 0.21947
1428 | 0.27997 | 0.25459
1429 | 0.27347 | 0.25147
1430 | 0.33358 | 0.28771
1431 | 0.2692 | 0.23522
1432 | 0.18401 | 0.16113
1433 | 0.09007 | 0.079018
1434 | 0.0032 | 0.0032
1435 | 0 | 0
1436 | 0 | 0
1437 | 0 | 0
1438 | 0 | 0
1439 | 0 | 0
1440 | 0 | 0
1441 | 0 | 0
1442 | 0 | 0
1443 | 0 | 0
1444 | 0 | 0
1445 | 0 | 0
1446 | 0 | 0
1447 | 0 | 0
1448 | 0.04377 | 0.034887
1449 | 0.12707 | 0.10684
1450 | 0.23326 | 0.19681
1451 | 0.29096 | 0.2527
1452 | 0.33185 | 0.291
1453 | 0.34491 | 0.30297
1454 | 0.38975 | 0.30924
1455 | 0.37532 | 0.28182
1456 | 0.26061 | 0.19624
1457 | 0.12647 | 0.098726
1458 | 0.0032 | 0.0032
1459 | 0 | 0
1460 | 0 | 0
1461 | 0 | 0
1462 | 0 | 0
1463 | 0 | 0
1464 | 0 | 0
1465 | 0 | 0
1466 | 0 | 0
1467 | 0 | 0
1468 | 0 | 0
1469 | 0 | 0
1470 | 0 | 0
1471 | 0 | 0
1472 | 0.044135 | 0.036518
1473 | 0.16597 | 0.12402
1474 | 0.17293 | 0.15644
1475 | 0.26702 | 0.2336
1476 | 0.13551 | 0.13355
1477 | 0.21647 | 0.20532
1478 | 0.43599 | 0.34248
1479 | 0.26783 | 0.22949
1480 | 0.3336 | 0.23791
1481 | 0.23523 | 0.15945
1482 | 0.054515 | 0.048212
1483 | 0 | 0
1484 | 0 | 0
1485 | 0 | 0
1486 | 0 | 0
1487 | 0 | 0
1488 | 0 | 0
1489 | 0 | 0
1490 | 0 | 0
1491 | 0 | 0
1492 | 0 | 0
1493 | 0 | 0
1494 | 0 | 0
1495 | 0 | 0
1496 | 0.0048 | 0.0048
1497 | 0.072625 | 0.071988
1498 | 0.20328 | 0.177
1499 | 0.2674 | 0.2385
1500 | 0.22136 | 0.21176
1501 | 0.306 | 0.27029
1502 | 0.36078 | 0.30335
1503 | 0.36562 | 0.28526
1504 | 0.19406 | 0.17068
1505 | 0.11065 | 0.094096
1506 | 0.0224 | 0.0224
1507 | 0 | 0
1508 | 0 | 0
1509 | 0 | 0
1510 | 0 | 0
1511 | 0 | 0
1512 | 0 | 0
1513 | 0 | 0
1514 | 0 | 0
1515 | 0 | 0
1516 | 0 | 0
1517 | 0 | 0
1518 | 0 | 0
1519 | 0 | 0
1520 | 0.056068 | 0.044539
1521 | 0.13748 | 0.1172
1522 | 0.21222 | 0.1866
1523 | 0.31506 | 0.27254
1524 | 0.34982 | 0.30689
1525 | 0.43284 | 0.34492
1526 | 0.44975 | 0.34368
1527 | 0.40009 | 0.2983
1528 | 0.26792 | 0.20824
1529 | 0.11437 | 0.09646
1530 | 0.004 | 0.004
1531 | 0 | 0
1532 | 0 | 0
1533 | 0 | 0
1534 | 0 | 0
1535 | 0 | 0
1536 | 0 | 0
1537 | 0 | 0
1538 | 0 | 0
1539 | 0 | 0
1540 | 0 | 0
1541 | 0 | 0
1542 | 0 | 0
1543 | 0.0008 | 0.0008
1544 | 0.050709 | 0.044856
1545 | 0.04 | 0.04
1546 | 0.26747 | 0.21311
1547 | 0.63157 | 0.43911
1548 | 0.68107 | 0.47212
1549 | 0.50884 | 0.388
1550 | 0.38189 | 0.31916
1551 | 0.20311 | 0.19253
1552 | 0.1472 | 0.14147
1553 | 0.12582 | 0.10356
1554 | 0.0128 | 0.0128
1555 | 0 | 0
1556 | 0 | 0
1557 | 0 | 0
1558 | 0 | 0
1559 | 0 | 0
1560 | 0 | 0
1561 | 0 | 0
1562 | 0 | 0
1563 | 0 | 0
1564 | 0 | 0
1565 | 0 | 0
1566 | 0 | 0
1567 | 0 | 0
1568 | 0.039473 | 0.036101
1569 | 0.2888 | 0.20214
1570 | 0.4831 | 0.33152
1571 | 0.4116 | 0.31921
1572 | 0.5204 | 0.39425
1573 | 0.18571 | 0.17984
1574 | 0.1176 | 0.1176
1575 | 0.1733 | 0.16622
1576 | 0.0344 | 0.0344
1577 | 0.0136 | 0.0136
1578 | 0.0048 | 0.0048
1579 | 0 | 0
1580 | 0 | 0
1581 | 0 | 0
1582 | 0 | 0
1583 | 0 | 0
1584 | 0 | 0
1585 | 0 | 0
1586 | 0 | 0
1587 | 0 | 0
1588 | 0 | 0
1589 | 0 | 0
1590 | 0 | 0
1591 | 0.0008 | 0.0008
1592 | 0.11305 | 0.086977
1593 | 0.20858 | 0.154
1594 | 0.28475 | 0.22818
1595 | 0.28262 | 0.25363
1596 | 0.31201 | 0.27746
1597 | 0.30754 | 0.28005
1598 | 0.28128 | 0.26105
1599 | 0.25693 | 0.23462
1600 | 0.1759 | 0.16206
1601 | 0.13022 | 0.10834
1602 | 0.0128 | 0.0128
1603 | 0 | 0
1604 | 0 | 0
1605 | 0 | 0
1606 | 0 | 0
1607 | 0 | 0
1608 | 0 | 0
1609 | 0 | 0
1610 | 0 | 0
1611 | 0 | 0
1612 | 0 | 0
1613 | 0 | 0
1614 | 0 | 0
1615 | 0 | 0
1616 | 0.069342 | 0.056188
1617 | 0.19545 | 0.15017
1618 | 0.32309 | 0.24767
1619 | 0.41056 | 0.31997
1620 | 0.47773 | 0.37065
1621 | 0.50591 | 0.39039
1622 | 0.48345 | 0.3713
1623 | 0.42265 | 0.32129
1624 | 0.31724 | 0.23801
1625 | 0.19849 | 0.14115
1626 | 0.061669 | 0.050654
1627 | 0 | 0
1628 | 0 | 0
1629 | 0 | 0
1630 | 0 | 0
1631 | 0 | 0
1632 | 0 | 0
1633 | 0 | 0
1634 | 0 | 0
1635 | 0 | 0
1636 | 0 | 0
1637 | 0 | 0
1638 | 0 | 0
1639 | 0 | 0
1640 | 0.008 | 0.008
1641 | 0.0296 | 0.0296
1642 | 0.0528 | 0.0528
1643 | 0.0904 | 0.0904
1644 | 0.136 | 0.136
1645 | 0.16164 | 0.16078
1646 | 0.14122 | 0.14079
1647 | 0.12 | 0.12
1648 | 0.1016 | 0.1016
1649 | 0.0552 | 0.0552
1650 | 0.0192 | 0.0192
1651 | 0 | 0
1652 | 0 | 0
1653 | 0 | 0
1654 | 0 | 0
1655 | 0 | 0
1656 | 0 | 0
1657 | 0 | 0
1658 | 0 | 0
1659 | 0 | 0
1660 | 0 | 0
1661 | 0 | 0
1662 | 0 | 0
1663 | 0 | 0
1664 | 0.063158 | 0.056115
1665 | 0.15558 | 0.13551
1666 | 0.24938 | 0.22001
1667 | 0.3441 | 0.30037
1668 | 0.41989 | 0.34506
1669 | 0.40616 | 0.34957
1670 | 0.38971 | 0.3336
1671 | 0.32833 | 0.28685
1672 | 0.23984 | 0.2096
1673 | 0.14668 | 0.12509
1674 | 0.052911 | 0.044786
1675 | 0 | 0
1676 | 0 | 0
1677 | 0 | 0
1678 | 0 | 0
1679 | 0 | 0
1680 | 0 | 0
1681 | 0 | 0
1682 | 0 | 0
1683 | 0 | 0
1684 | 0 | 0
1685 | 0 | 0
1686 | 0 | 0
1687 | 0.0032 | 0.0032
1688 | 0.0088 | 0.0088
1689 | 0.028 | 0.028
1690 | 0.18618 | 0.16091
1691 | 0.55418 | 0.40781
1692 | 0.58402 | 0.43074
1693 | 0.69268 | 0.53045
1694 | 0.22215 | 0.21005
1695 | 0.21356 | 0.20372
1696 | 0.1 | 0.1
1697 | 0.0552 | 0.0552
1698 | 0.0056 | 0.0056
1699 | 0 | 0
1700 | 0 | 0
1701 | 0 | 0
1702 | 0 | 0
1703 | 0 | 0
1704 | 0 | 0
1705 | 0 | 0
1706 | 0 | 0
1707 | 0 | 0
1708 | 0 | 0
1709 | 0 | 0
1710 | 0 | 0
1711 | 0.0016 | 0.0016
1712 | 0.10754 | 0.083547
1713 | 0.24186 | 0.18162
1714 | 0.27619 | 0.23895
1715 | 0.38913 | 0.3171
1716 | 0.5406 | 0.41055
1717 | 0.50404 | 0.40257
1718 | 0.61326 | 0.44874
1719 | 0.50264 | 0.36316
1720 | 0.37259 | 0.27243
1721 | 0.17686 | 0.14068
1722 | 0.075669 | 0.060752
1723 | 0 | 0
1724 | 0 | 0
1725 | 0 | 0
1726 | 0 | 0
1727 | 0 | 0
1728 | 0 | 0
1729 | 0 | 0
1730 | 0 | 0
1731 | 0 | 0
1732 | 0 | 0
1733 | 0 | 0
1734 | 0 | 0
1735 | 0.0008 | 0.0008
1736 | 0.0184 | 0.0184
1737 | 0.0424 | 0.0424
1738 | 0.0632 | 0.0632
1739 | 0.0992 | 0.0992
1740 | 0.1352 | 0.1352
1741 | 0.15278 | 0.15198
1742 | 0.1184 | 0.1184
1743 | 0.1224 | 0.1224
1744 | 0.0856 | 0.0856
1745 | 0.0536 | 0.0536
1746 | 0.02 | 0.02
1747 | 0 | 0
1748 | 0 | 0
1749 | 0 | 0
1750 | 0 | 0
1751 | 0 | 0
1752 | 0 | 0
1753 | 0 | 0
1754 | 0 | 0
1755 | 0 | 0
1756 | 0 | 0
1757 | 0 | 0
1758 | 0 | 0
1759 | 0.0016 | 0.0016
1760 | 0.10611 | 0.082811
1761 | 0.25885 | 0.19503
1762 | 0.40524 | 0.30256
1763 | 0.51677 | 0.38561
1764 | 0.60072 | 0.44316
1765 | 0.61673 | 0.45665
1766 | 0.58257 | 0.43135
1767 | 0.50019 | 0.3713
1768 | 0.37874 | 0.28114
1769 | 0.2307 | 0.16872
1770 | 0.082762 | 0.066883
1771 | 0 | 0
1772 | 0 | 0
1773 | 0 | 0
1774 | 0 | 0
1775 | 0 | 0
1776 | 0 | 0
1777 | 0 | 0
1778 | 0 | 0
1779 | 0 | 0
1780 | 0 | 0
1781 | 0 | 0
1782 | 0 | 0
1783 | 0.0024 | 0.0024
1784 | 0.12214 | 0.089851
1785 | 0.29515 | 0.21203
1786 | 0.45718 | 0.32644
1787 | 0.58212 | 0.4173
1788 | 0.68864 | 0.48566
1789 | 0.71283 | 0.503
1790 | 0.66249 | 0.46998
1791 | 0.57991 | 0.40831
1792 | 0.44599 | 0.31199
1793 | 0.27097 | 0.18973
1794 | 0.09608 | 0.076903
1795 | 0.0008 | 0.0008
1796 | 0 | 0
1797 | 0 | 0
1798 | 0 | 0
1799 | 0 | 0
1800 | 0 | 0
1801 | 0 | 0
1802 | 0 | 0
1803 | 0 | 0
1804 | 0 | 0
1805 | 0 | 0
1806 | 0 | 0
1807 | 0.0024 | 0.0024
1808 | 0.11382 | 0.09469
1809 | 0.29632 | 0.21599
1810 | 0.45925 | 0.3304
1811 | 0.57772 | 0.41733
1812 | 0.64335 | 0.46802
1813 | 0.65917 | 0.48151
1814 | 0.62412 | 0.45543
1815 | 0.53712 | 0.39141
1816 | 0.40881 | 0.29817
1817 | 0.24268 | 0.18223
1818 | 0.087309 | 0.07164
1819 | 0 | 0
1820 | 0 | 0
1821 | 0 | 0
1822 | 0 | 0
1823 | 0 | 0
1824 | 0 | 0
1825 | 0 | 0
1826 | 0 | 0
1827 | 0 | 0
1828 | 0 | 0
1829 | 0 | 0
1830 | 0 | 0
1831 | 0.0016 | 0.0016
1832 | 0.0328 | 0.0328
1833 | 0.0568 | 0.0568
1834 | 0.1525 | 0.14868
1835 | 0.0432 | 0.0432
1836 | 0.068 | 0.068
1837 | 0.20773 | 0.20139
1838 | 0.30893 | 0.28234
1839 | 0.50163 | 0.39083
1840 | 0.52058 | 0.38285
1841 | 0.31489 | 0.22116
1842 | 0.12519 | 0.09869
1843 | 0.0048 | 0.0048
1844 | 0 | 0
1845 | 0 | 0
1846 | 0 | 0
1847 | 0 | 0
1848 | 0 | 0
1849 | 0 | 0
1850 | 0 | 0
1851 | 0 | 0
1852 | 0 | 0
1853 | 0 | 0
1854 | 0 | 0
1855 | 0.0016 | 0.0016
1856 | 0.0112 | 0.0112
1857 | 0.0256 | 0.0256
1858 | 0.0352 | 0.0352
1859 | 0.0432 | 0.0432
1860 | 0.0488 | 0.0488
1861 | 0.0512 | 0.0512
1862 | 0.0464 | 0.0464
1863 | 0.0416 | 0.0416
1864 | 0.0368 | 0.0368
1865 | 0.0224 | 0.0224
1866 | 0.0088 | 0.0088
1867 | 0.0008 | 0.0008
1868 | 0 | 0
1869 | 0 | 0
1870 | 0 | 0
1871 | 0 | 0
1872 | 0 | 0
1873 | 0 | 0
1874 | 0 | 0
1875 | 0 | 0
1876 | 0 | 0
1877 | 0 | 0
1878 | 0 | 0
1879 | 0.0016 | 0.0016
1880 | 0.0128 | 0.0128
1881 | 0.0288 | 0.0288
1882 | 0.044 | 0.044
1883 | 0.0552 | 0.0552
1884 | 0.0616 | 0.0616
1885 | 0.0664 | 0.0664
1886 | 0.0632 | 0.0632
1887 | 0.0504 | 0.0504
1888 | 0.04 | 0.04
1889 | 0.0248 | 0.0248
1890 | 0.0088 | 0.0088
1891 | 0.0008 | 0.0008
1892 | 0 | 0
1893 | 0 | 0
1894 | 0 | 0
1895 | 0 | 0
1896 | 0 | 0
1897 | 0 | 0
1898 | 0 | 0
1899 | 0 | 0
1900 | 0 | 0
1901 | 0 | 0
1902 | 0 | 0
1903 | 0.0024 | 0.0024
1904 | 0.0368 | 0.0368
1905 | 0.064 | 0.064
1906 | 0.0992 | 0.0992
1907 | 0.1096 | 0.1096
1908 | 0.1312 | 0.1312
1909 | 0.1208 | 0.1208
1910 | 0.1208 | 0.1208
1911 | 0.096 | 0.096
1912 | 0.0928 | 0.0928
1913 | 0.056 | 0.056
1914 | 0.02 | 0.02
1915 | 0.0008 | 0.0008
1916 | 0 | 0
1917 | 0 | 0
1918 | 0 | 0
1919 | 0 | 0
1920 | 0 | 0
1921 | 0 | 0
1922 | 0 | 0
1923 | 0 | 0
1924 | 0 | 0
1925 | 0 | 0
1926 | 0 | 0
1927 | 0.0016 | 0.0016
1928 | 0.044 | 0.044
1929 | 0.0896 | 0.0896
1930 | 0.13587 | 0.13518
1931 | 0.18715 | 0.18471
1932 | 0.22371 | 0.21987
1933 | 0.2197 | 0.21587
1934 | 0.21296 | 0.20948
1935 | 0.16888 | 0.16714
1936 | 0.12867 | 0.12798
1937 | 0.0752 | 0.0752
1938 | 0.0368 | 0.0368
1939 | 0.0008 | 0.0008
1940 | 0 | 0
1941 | 0 | 0
1942 | 0 | 0
1943 | 0 | 0
1944 | 0 | 0
1945 | 0 | 0
1946 | 0 | 0
1947 | 0 | 0
1948 | 0 | 0
1949 | 0 | 0
1950 | 0 | 0
1951 | 0.0048 | 0.0048
1952 | 0.095383 | 0.086048
1953 | 0.16513 | 0.15482
1954 | 0.26376 | 0.2441
1955 | 0.33937 | 0.30518
1956 | 0.41094 | 0.36393
1957 | 0.34976 | 0.32305
1958 | 0.35872 | 0.32521
1959 | 0.3017 | 0.28086
1960 | 0.22534 | 0.21068
1961 | 0.15636 | 0.14353
1962 | 0.056739 | 0.054656
1963 | 0.0008 | 0.0008
1964 | 0 | 0
1965 | 0 | 0
1966 | 0 | 0
1967 | 0 | 0
1968 | 0 | 0
1969 | 0 | 0
1970 | 0 | 0
1971 | 0 | 0
1972 | 0 | 0
1973 | 0 | 0
1974 | 0 | 0
1975 | 0.0032 | 0.0032
1976 | 0.087456 | 0.081357
1977 | 0.20551 | 0.1815
1978 | 0.0864 | 0.0864
1979 | 0.21415 | 0.20611
1980 | 0.46829 | 0.40325
1981 | 0.37436 | 0.33871
1982 | 0.15714 | 0.15513
1983 | 0.25732 | 0.241
1984 | 0.0936 | 0.0936
1985 | 0.15596 | 0.14187
1986 | 0.12076 | 0.10659
1987 | 0.0072 | 0.0072
1988 | 0 | 0
1989 | 0 | 0
1990 | 0 | 0
1991 | 0 | 0
1992 | 0 | 0
1993 | 0 | 0
1994 | 0 | 0
1995 | 0 | 0
1996 | 0 | 0
1997 | 0 | 0
1998 | 0 | 0
1999 | 0.0032 | 0.0032
2000 | 0.0504 | 0.0504
2001 | 0.096 | 0.096
2002 | 0.1008 | 0.1008
2003 | 0.1144 | 0.1144
2004 | 0.15664 | 0.15598
2005 | 0.17887 | 0.17755
2006 | 0.13792 | 0.13759
2007 | 0.128 | 0.128
2008 | 0.096 | 0.096
2009 | 0.0632 | 0.0632
2010 | 0.0248 | 0.0248
2011 | 0.0008 | 0.0008
2012 | 0 | 0
2013 | 0 | 0
2014 | 0 | 0
2015 | 0 | 0
2016 | 0 | 0
2017 | 0 | 0
2018 | 0 | 0
2019 | 0 | 0
2020 | 0 | 0
2021 | 0 | 0
2022 | 0 | 0
2023 | 0.0032 | 0.0032
2024 | 0.0288 | 0.0288
2025 | 0.0528 | 0.0528
2026 | 0.0704 | 0.0704
2027 | 0.0864 | 0.0864
2028 | 0.108 | 0.108
2029 | 0.1128 | 0.1128
2030 | 0.1176 | 0.1176
2031 | 0.1104 | 0.1104
2032 | 0.0864 | 0.0864
2033 | 0.0576 | 0.0576
2034 | 0.024 | 0.024
2035 | 0.0008 | 0.0008
2036 | 0 | 0
2037 | 0 | 0
2038 | 0 | 0
2039 | 0 | 0
2040 | 0 | 0
2041 | 0 | 0
2042 | 0 | 0
2043 | 0 | 0
2044 | 0 | 0
2045 | 0 | 0
2046 | 0 | 0
2047 | 0.0144 | 0.0144
2048 | 0.17343 | 0.15007
2049 | 0.38254 | 0.28896
2050 | 0.5596 | 0.41508
2051 | 0.69906 | 0.51367
2052 | 0.77825 | 0.57049
2053 | 0.796 | 0.58391
2054 | 0.75951 | 0.55706
2055 | 0.65934 | 0.48525
2056 | 0.50961 | 0.37957
2057 | 0.32182 | 0.24637
2058 | 0.12999 | 0.10842
2059 | 0.0032 | 0.0032
2060 | 0 | 0
2061 | 0 | 0
2062 | 0 | 0
2063 | 0 | 0
2064 | 0 | 0
2065 | 0 | 0
2066 | 0 | 0
2067 | 0 | 0
2068 | 0 | 0
2069 | 0 | 0
2070 | 0 | 0
2071 | 0.0168 | 0.0168
2072 | 0.18441 | 0.16037
2073 | 0.39228 | 0.29918
2074 | 0.57004 | 0.42453
2075 | 0.70551 | 0.52076
2076 | 0.78912 | 0.58072
2077 | 0.80205 | 0.591
2078 | 0.76004 | 0.56101
2079 | 0.65811 | 0.48763
2080 | 0.50728 | 0.37957
2081 | 0.31894 | 0.24638
2082 | 0.11926 | 0.10812
2083 | 0.0032 | 0.0032
2084 | 0 | 0
2085 | 0 | 0
2086 | 0 | 0
2087 | 0 | 0
2088 | 0 | 0
2089 | 0 | 0
2090 | 0 | 0
2091 | 0 | 0
2092 | 0 | 0
2093 | 0 | 0
2094 | 0 | 0
2095 | 0.0168 | 0.0168
2096 | 0.17046 | 0.14927
2097 | 0.35187 | 0.27667
2098 | 0.51186 | 0.39268
2099 | 0.64412 | 0.48812
2100 | 0.71369 | 0.53952
2101 | 0.73605 | 0.55524
2102 | 0.69765 | 0.52681
2103 | 0.61404 | 0.46351
2104 | 0.4692 | 0.35858
2105 | 0.29352 | 0.23317
2106 | 0.11852 | 0.10812
2107 | 0.004 | 0.004
2108 | 0 | 0
2109 | 0 | 0
2110 | 0 | 0
2111 | 0 | 0
2112 | 0 | 0
2113 | 0 | 0
2114 | 0 | 0
2115 | 0 | 0
2116 | 0 | 0
2117 | 0 | 0
2118 | 0 | 0
2119 | 0.0208 | 0.0208
2120 | 0.18793 | 0.1651
2121 | 0.39307 | 0.30393
2122 | 0.56335 | 0.42537
2123 | 0.69338 | 0.51924
2124 | 0.77088 | 0.5745
2125 | 0.78958 | 0.58869
2126 | 0.74981 | 0.55948
2127 | 0.6543 | 0.49003
2128 | 0.50829 | 0.38589
2129 | 0.32399 | 0.25505
2130 | 0.12868 | 0.11841
2131 | 0.0048 | 0.0048
2132 | 0 | 0
2133 | 0 | 0
2134 | 0 | 0
2135 | 0 | 0
2136 | 0 | 0
2137 | 0 | 0
2138 | 0 | 0
2139 | 0 | 0
2140 | 0 | 0
2141 | 0 | 0
2142 | 0 | 0
2143 | 0.004 | 0.004
2144 | 0.0144 | 0.0144
2145 | 0.0256 | 0.0256
2146 | 0.0352 | 0.0352
2147 | 0.0728 | 0.0728
2148 | 0.0752 | 0.0752
2149 | 0.052 | 0.052
2150 | 0.42041 | 0.37409
2151 | 0.36146 | 0.32903
2152 | 0.27057 | 0.25197
2153 | 0.17963 | 0.16823
2154 | 0.082084 | 0.07806
2155 | 0.0016 | 0.0016
2156 | 0 | 0
2157 | 0 | 0
2158 | 0 | 0
2159 | 0 | 0
2160 | 0 | 0
2161 | 0 | 0
2162 | 0 | 0
2163 | 0 | 0
2164 | 0 | 0
2165 | 0 | 0
2166 | 0 | 0
2167 | 0.004 | 0.004
2168 | 0.0144 | 0.0144
2169 | 0.0272 | 0.0272
2170 | 0.0368 | 0.0368
2171 | 0.0448 | 0.0448
2172 | 0.0496 | 0.0496
2173 | 0.0512 | 0.0512
2174 | 0.0488 | 0.0488
2175 | 0.0464 | 0.0464
2176 | 0.0328 | 0.0328
2177 | 0.0216 | 0.0216
2178 | 0.0104 | 0.0104
2179 | 0.0016 | 0.0016
2180 | 0 | 0
2181 | 0 | 0
2182 | 0 | 0
2183 | 0 | 0
2184 | 0 | 0
2185 | 0 | 0
2186 | 0 | 0
2187 | 0 | 0
2188 | 0 | 0
2189 | 0 | 0
2190 | 0 | 0
2191 | 0.0144 | 0.0144
2192 | 0.0408 | 0.0408
2193 | 0.0456 | 0.0456
2194 | 0.0848 | 0.0848
2195 | 0.14267 | 0.14239
2196 | 0.14907 | 0.14879
2197 | 0.1 | 0.1
2198 | 0.21498 | 0.21187
2199 | 0.23516 | 0.23018
2200 | 0.21377 | 0.20604
2201 | 0.13168 | 0.12948
2202 | 0.067386 | 0.066278
2203 | 0.0048 | 0.0048
2204 | 0 | 0
2205 | 0 | 0
2206 | 0 | 0
2207 | 0 | 0
2208 | 0 | 0
2209 | 0 | 0
2210 | 0 | 0
2211 | 0 | 0
2212 | 0 | 0
2213 | 0 | 0
2214 | 0 | 0
2215 | 0.039593 | 0.047455
2216 | 0.1409 | 0.13303
2217 | 0.2427 | 0.22465
2218 | 0.39364 | 0.33988
2219 | 0.54436 | 0.44856
2220 | 0.50815 | 0.4411
2221 | 0.50391 | 0.44045
2222 | 0.48832 | 0.42691
2223 | 0.58369 | 0.46922
2224 | 0.43233 | 0.35381
2225 | 0.26467 | 0.22494
2226 | 0.11418 | 0.10896
2227 | 0.0056 | 0.0056
2228 | 0 | 0
2229 | 0 | 0
2230 | 0 | 0
2231 | 0 | 0
2232 | 0 | 0
2233 | 0 | 0
2234 | 0 | 0
2235 | 0 | 0
2236 | 0 | 0
2237 | 0 | 0
2238 | 0 | 0
2239 | 0.051019 | 0.066228
2240 | 0.20117 | 0.17561
2241 | 0.36105 | 0.29735
2242 | 0.5189 | 0.41337
2243 | 0.62768 | 0.49647
2244 | 0.68672 | 0.54327
2245 | 0.67997 | 0.54358
2246 | 0.6425 | 0.5143
2247 | 0.57173 | 0.45628
2248 | 0.45481 | 0.36519
2249 | 0.28813 | 0.24285
2250 | 0.12919 | 0.12317
2251 | 0.0064 | 0.0064
2252 | 0 | 0
2253 | 0 | 0
2254 | 0 | 0
2255 | 0 | 0
2256 | 0 | 0
2257 | 0 | 0
2258 | 0 | 0
2259 | 0 | 0
2260 | 0 | 0
2261 | 0 | 0
2262 | 0 | 0
2263 | 0.057519 | 0.074335
2264 | 0.22211 | 0.19281
2265 | 0.40638 | 0.32762
2266 | 0.57095 | 0.44674
2267 | 0.6877 | 0.53285
2268 | 0.75109 | 0.58032
2269 | 0.76023 | 0.58831
2270 | 0.72091 | 0.55906
2271 | 0.62586 | 0.48877
2272 | 0.48466 | 0.38614
2273 | 0.31427 | 0.26149
2274 | 0.131 | 0.12634
2275 | 0.0064 | 0.0064
2276 | 0 | 0
2277 | 0 | 0
2278 | 0 | 0
2279 | 0 | 0
2280 | 0 | 0
2281 | 0 | 0
2282 | 0 | 0
2283 | 0 | 0
2284 | 0 | 0
2285 | 0 | 0
2286 | 0 | 0
2287 | 0.046392 | 0.054091
2288 | 0.15905 | 0.14775
2289 | 0.29179 | 0.25808
2290 | 0.39384 | 0.34474
2291 | 0.48364 | 0.41854
2292 | 0.50273 | 0.44202
2293 | 0.51753 | 0.4539
2294 | 0.47829 | 0.42136
2295 | 0.36531 | 0.33535
2296 | 0.29394 | 0.275
2297 | 0.18756 | 0.17862
2298 | 0.084235 | 0.082908
2299 | 0.0024 | 0.0024
2300 | 0 | 0
2301 | 0 | 0
2302 | 0 | 0
2303 | 0 | 0
2304 | 0 | 0
2305 | 0 | 0
2306 | 0 | 0
2307 | 0 | 0
2308 | 0 | 0
2309 | 0 | 0
2310 | 0 | 0
2311 | 0.059388 | 0.076123
2312 | 0.21959 | 0.19523
2313 | 0.405 | 0.33242
2314 | 0.57057 | 0.45154
2315 | 0.69378 | 0.54152
2316 | 0.75989 | 0.59132
2317 | 0.77993 | 0.60548
2318 | 0.74109 | 0.57623
2319 | 0.65234 | 0.51062
2320 | 0.50745 | 0.40489
2321 | 0.32849 | 0.27635
2322 | 0.14369 | 0.13978
2323 | 0.0112 | 0.0112
2324 | 0 | 0
2325 | 0 | 0
2326 | 0 | 0
2327 | 0 | 0
2328 | 0 | 0
2329 | 0 | 0
2330 | 0 | 0
2331 | 0 | 0
2332 | 0 | 0
2333 | 0 | 0
2334 | 0.0016 | 0.0016
2335 | 0.072847 | 0.094515
2336 | 0.26051 | 0.23677
2337 | 0.28957 | 0.26145
2338 | 0.35679 | 0.32301
2339 | 0.57845 | 0.48332
2340 | 0.56175 | 0.48851
2341 | 0.20877 | 0.20544
2342 | 0.28437 | 0.27305
2343 | 0.0632 | 0.0632
2344 | 0.036 | 0.036
2345 | 0.0248 | 0.0248
2346 | 0.0128 | 0.0128
2347 | 0.0024 | 0.0024
2348 | 0 | 0
2349 | 0 | 0
2350 | 0 | 0
2351 | 0 | 0
2352 | 0 | 0
2353 | 0 | 0
2354 | 0 | 0
2355 | 0 | 0
2356 | 0 | 0
2357 | 0 | 0
2358 | 0.0008 | 0.0008
2359 | 0.079385 | 0.094119
2360 | 0.19259 | 0.18023
2361 | 0.18211 | 0.17644
2362 | 0.15344 | 0.15276
2363 | 0.20767 | 0.20549
2364 | 0.1088 | 0.1088
2365 | 0.0536 | 0.0536
2366 | 0.22607 | 0.22137
2367 | 0.42326 | 0.37933
2368 | 0.34903 | 0.31144
2369 | 0.22851 | 0.21065
2370 | 0.13313 | 0.13192
2371 | 0.02 | 0.02
2372 | 0 | 0
2373 | 0 | 0
2374 | 0 | 0
2375 | 0 | 0
2376 | 0 | 0
2377 | 0 | 0
2378 | 0 | 0
2379 | 0 | 0
2380 | 0 | 0
2381 | 0 | 0
2382 | 0.0008 | 0.0008
2383 | 0.043945 | 0.045102
2384 | 0.11728 | 0.11583
2385 | 0.19682 | 0.19166
2386 | 0.27681 | 0.2641
2387 | 0.3161 | 0.30251
2388 | 0.35958 | 0.34403
2389 | 0.35869 | 0.34408
2390 | 0.35575 | 0.33749
2391 | 0.28509 | 0.2738
2392 | 0.22744 | 0.22124
2393 | 0.16449 | 0.16047
2394 | 0.087133 | 0.086933
2395 | 0.0088 | 0.0088
2396 | 0 | 0
2397 | 0 | 0
2398 | 0 | 0
2399 | 0 | 0
2400 | 0 | 0
2401 | 0 | 0
2402 | 0 | 0
2403 | 0 | 0
2404 | 0 | 0
2405 | 0 | 0
2406 | 0.0008 | 0.0008
2407 | 0.062402 | 0.073591
2408 | 0.20201 | 0.18951
2409 | 0.34199 | 0.30124
2410 | 0.47679 | 0.40473
2411 | 0.53069 | 0.45696
2412 | 0.62541 | 0.52453
2413 | 0.67173 | 0.56085
2414 | 0.58292 | 0.49556
2415 | 0.54434 | 0.4552
2416 | 0.4403 | 0.37349
2417 | 0.32237 | 0.28041
2418 | 0.14459 | 0.14526
2419 | 0.02 | 0.02
2420 | 0 | 0
2421 | 0 | 0
2422 | 0 | 0
2423 | 0 | 0
2424 | 0 | 0
2425 | 0 | 0
2426 | 0 | 0
2427 | 0 | 0
2428 | 0 | 0
2429 | 0 | 0
2430 | 0.0008 | 0.0008
2431 | 0.043786 | 0.044037
2432 | 0.13054 | 0.12851
2433 | 0.20758 | 0.202
2434 | 0.2581 | 0.24908
2435 | 0.29043 | 0.28448
2436 | 0.35748 | 0.34159
2437 | 0.35793 | 0.34241
2438 | 0.34761 | 0.33199
2439 | 0.34424 | 0.32367
2440 | 0.26063 | 0.25057
2441 | 0.14932 | 0.14699
2442 | 0.0624 | 0.0624
2443 | 0.0032 | 0.0032
2444 | 0 | 0
2445 | 0 | 0
2446 | 0 | 0
2447 | 0 | 0
2448 | 0 | 0
2449 | 0 | 0
2450 | 0 | 0
2451 | 0 | 0
2452 | 0 | 0
2453 | 0 | 0
2454 | 0.0024 | 0.0024
2455 | 0.090298 | 0.11421
2456 | 0.28877 | 0.26794
2457 | 0.49307 | 0.41936
2458 | 0.65945 | 0.53676
2459 | 0.75021 | 0.62356
2460 | 0.40379 | 0.37785
2461 | 0.41111 | 0.3842
2462 | 0.32467 | 0.31298
2463 | 0.31435 | 0.29999
2464 | 0.23621 | 0.23
2465 | 0.16539 | 0.1621
2466 | 0.088923 | 0.089357
2467 | 0.004 | 0.004
2468 | 0 | 0
2469 | 0 | 0
2470 | 0 | 0
2471 | 0 | 0
2472 | 0 | 0
2473 | 0 | 0
2474 | 0 | 0
2475 | 0 | 0
2476 | 0 | 0
2477 | 0 | 0
2478 | 0.0008 | 0.0008
2479 | 0.0296 | 0.0296
2480 | 0.0688 | 0.0688
2481 | 0.1112 | 0.1112
2482 | 0.14197 | 0.14158
2483 | 0.17304 | 0.17194
2484 | 0.19628 | 0.19514
2485 | 0.18822 | 0.18799
2486 | 0.17706 | 0.17594
2487 | 0.1524 | 0.15198
2488 | 0.1224 | 0.1224
2489 | 0.0776 | 0.0776
2490 | 0.0416 | 0.0416
2491 | 0.0032 | 0.0032
2492 | 0 | 0
2493 | 0 | 0
2494 | 0 | 0
2495 | 0 | 0
2496 | 0 | 0
2497 | 0 | 0
2498 | 0 | 0
2499 | 0 | 0
2500 | 0 | 0
2501 | 0 | 0
2502 | 0.0008 | 0.0008
2503 | 0.046964 | 0.047195
2504 | 0.11313 | 0.11273
2505 | 0.18774 | 0.18542
2506 | 0.25986 | 0.25404
2507 | 0.3019 | 0.2948
2508 | 0.31416 | 0.30765
2509 | 0.28827 | 0.28376
2510 | 0.30725 | 0.30127
2511 | 0.28065 | 0.27486
2512 | 0.20292 | 0.20064
2513 | 0.12931 | 0.12874
2514 | 0.0672 | 0.0672
2515 | 0.004 | 0.004
2516 | 0 | 0
2517 | 0 | 0
2518 | 0 | 0
2519 | 0 | 0
2520 | 0 | 0
2521 | 0 | 0
2522 | 0 | 0
2523 | 0 | 0
2524 | 0 | 0
2525 | 0 | 0
2526 | 0.0016 | 0.0016
2527 | 0.0448 | 0.0448
2528 | 0.11386 | 0.11353
2529 | 0.18752 | 0.18543
2530 | 0.22587 | 0.22302
2531 | 0.30195 | 0.29564
2532 | 0.30362 | 0.2981
2533 | 0.30285 | 0.2973
2534 | 0.22823 | 0.22629
2535 | 0.19713 | 0.19593
2536 | 0.17872 | 0.17751
2537 | 0.0984 | 0.0984
2538 | 0.06 | 0.06
2539 | 0.004 | 0.004
2540 | 0 | 0
2541 | 0 | 0
2542 | 0 | 0
2543 | 0 | 0
2544 | 0 | 0
2545 | 0 | 0
2546 | 0 | 0
2547 | 0 | 0
2548 | 0 | 0
2549 | 0 | 0
2550 | 0.0016 | 0.0016
2551 | 0.049364 | 0.049588
2552 | 0.14261 | 0.14128
2553 | 0.20268 | 0.19887
2554 | 0.31289 | 0.29824
2555 | 0.36645 | 0.34854
2556 | 0.36173 | 0.34549
2557 | 0.31097 | 0.30444
2558 | 0.4263 | 0.39755
2559 | 0.33062 | 0.31589
2560 | 0.22377 | 0.2197
2561 | 0.1056 | 0.1056
2562 | 0.083257 | 0.083866
2563 | 0.004 | 0.004
2564 | 0 | 0
2565 | 0 | 0
2566 | 0 | 0
2567 | 0 | 0
2568 | 0 | 0
2569 | 0 | 0
2570 | 0 | 0
2571 | 0 | 0
2572 | 0 | 0
2573 | 0 | 0
2574 | 0.004 | 0.004
2575 | 0.087852 | 0.098617
2576 | 0.22834 | 0.2202
2577 | 0.38433 | 0.34355
2578 | 0.5112 | 0.44176
2579 | 0.61221 | 0.52262
2580 | 0.68256 | 0.57546
2581 | 0.70839 | 0.59264
2582 | 0.65396 | 0.55417
2583 | 0.59832 | 0.50364
2584 | 0.46384 | 0.40252
2585 | 0.29486 | 0.2723
2586 | 0.1401 | 0.14891
2587 | 0.0288 | 0.052311
2588 | 0 | 0
2589 | 0 | 0
2590 | 0 | 0
2591 | 0 | 0
2592 | 0 | 0
2593 | 0 | 0
2594 | 0 | 0
2595 | 0 | 0
2596 | 0 | 0
2597 | 0 | 0
2598 | 0.0048 | 0.0048
2599 | 0.072662 | 0.080411
2600 | 0.18502 | 0.18243
2601 | 0.30627 | 0.28527
2602 | 0.43773 | 0.39547
2603 | 0.58002 | 0.50331
2604 | 0.54707 | 0.48945
2605 | 0.48412 | 0.44408
2606 | 0.49798 | 0.45164
2607 | 0.46529 | 0.42027
2608 | 0.45349 | 0.40154
2609 | 0.24937 | 0.23761
2610 | 0.1167 | 0.11955
2611 | 0.0264 | 0.030922
2612 | 0 | 0
2613 | 0 | 0
2614 | 0 | 0
2615 | 0 | 0
2616 | 0 | 0
2617 | 0 | 0
2618 | 0 | 0
2619 | 0 | 0
2620 | 0 | 0
2621 | 0 | 0
2622 | 0.0032 | 0.0032
2623 | 0.0392 | 0.0392
2624 | 0.0912 | 0.0912
2625 | 0.1248 | 0.1248
2626 | 0.132 | 0.132
2627 | 0.16811 | 0.16714
2628 | 0.18099 | 0.18079
2629 | 0.20019 | 0.19999
2630 | 0.18174 | 0.18074
2631 | 0.14754 | 0.14718
2632 | 0.1088 | 0.1088
2633 | 0.0736 | 0.0736
2634 | 0.0472 | 0.0472
2635 | 0.012 | 0.012
2636 | 0 | 0
2637 | 0 | 0
2638 | 0 | 0
2639 | 0 | 0
2640 | 0 | 0
2641 | 0 | 0
2642 | 0 | 0
2643 | 0 | 0
2644 | 0 | 0
2645 | 0 | 0
2646 | 0.0064 | 0.0064
2647 | 0.10106 | 0.11528
2648 | 0.25386 | 0.24743
2649 | 0.42875 | 0.37916
2650 | 0.5729 | 0.48826
2651 | 0.6831 | 0.57128
2652 | 0.75158 | 0.62259
2653 | 0.75779 | 0.6282
2654 | 0.71018 | 0.59271
2655 | 0.62524 | 0.52695
2656 | 0.49226 | 0.42734
2657 | 0.32694 | 0.30338
2658 | 0.15459 | 0.16932
2659 | 0.032 | 0.060003
2660 | 0 | 0
2661 | 0 | 0
2662 | 0 | 0
2663 | 0 | 0
2664 | 0 | 0
2665 | 0 | 0
2666 | 0 | 0
2667 | 0 | 0
2668 | 0 | 0
2669 | 0 | 0
2670 | 0.0016 | 0.0016
2671 | 0.0368 | 0.0368
2672 | 0.0808 | 0.0808
2673 | 0.1216 | 0.1216
2674 | 0.15806 | 0.15756
2675 | 0.18968 | 0.18874
2676 | 0.20098 | 0.20079
2677 | 0.20019 | 0.19999
2678 | 0.18818 | 0.18799
2679 | 0.16465 | 0.16395
2680 | 0.13293 | 0.13279
2681 | 0.0944 | 0.0944
2682 | 0.0552 | 0.0552
2683 | 0.0176 | 0.0176
2684 | 0 | 0
2685 | 0 | 0
2686 | 0 | 0
2687 | 0 | 0
2688 | 0 | 0
2689 | 0 | 0
2690 | 0 | 0
2691 | 0 | 0
2692 | 0 | 0
2693 | 0 | 0
2694 | 0.0024 | 0.0024
2695 | 0.0184 | 0.0184
2696 | 0.0224 | 0.0224
2697 | 0.0704 | 0.0704
2698 | 0.128 | 0.128
2699 | 0.43129 | 0.4029
2700 | 0.5422 | 0.49119
2701 | 0.51069 | 0.46773
2702 | 0.42651 | 0.39989
2703 | 0.33293 | 0.32072
2704 | 0.31754 | 0.30264
2705 | 0.21805 | 0.2135
2706 | 0.0704 | 0.0704
2707 | 0.0176 | 0.0176
2708 | 0 | 0
2709 | 0 | 0
2710 | 0 | 0
2711 | 0 | 0
2712 | 0 | 0
2713 | 0 | 0
2714 | 0 | 0
2715 | 0 | 0
2716 | 0 | 0
2717 | 0 | 0
2718 | 0.0056 | 0.0056
2719 | 0.06213 | 0.063151
2720 | 0.0968 | 0.0968
2721 | 0.14989 | 0.14956
2722 | 0.23173 | 0.22942
2723 | 0.22933 | 0.2279
2724 | 0.26542 | 0.26219
2725 | 0.43521 | 0.41043
2726 | 0.43035 | 0.40385
2727 | 0.44775 | 0.41265
2728 | 0.37034 | 0.34481
2729 | 0.29513 | 0.28304
2730 | 0.18292 | 0.20185
2731 | 0.0256 | 0.078143
2732 | 0.0008 | 0.0008
2733 | 0 | 0
2734 | 0 | 0
2735 | 0 | 0
2736 | 0 | 0
2737 | 0 | 0
2738 | 0 | 0
2739 | 0 | 0
2740 | 0 | 0
2741 | 0 | 0
2742 | 0.0096 | 0.0096
2743 | 0.10389 | 0.12462
2744 | 0.25123 | 0.25016
2745 | 0.40876 | 0.37176
2746 | 0.538 | 0.47317
2747 | 0.62194 | 0.54249
2748 | 0.687 | 0.59391
2749 | 0.73248 | 0.62334
2750 | 0.71439 | 0.60376
2751 | 0.62574 | 0.53647
2752 | 0.49566 | 0.43761
2753 | 0.33178 | 0.31444
2754 | 0.15964 | 0.17959
2755 | 0.0288 | 0.069998
2756 | 0 | 0
2757 | 0 | 0
2758 | 0 | 0
2759 | 0 | 0
2760 | 0 | 0
2761 | 0 | 0
2762 | 0 | 0
2763 | 0 | 0
2764 | 0 | 0
2765 | 0 | 0
2766 | 0.0136 | 0.0136
2767 | 0.12262 | 0.14532
2768 | 0.28715 | 0.28657
2769 | 0.47442 | 0.42533
2770 | 0.63405 | 0.54289
2771 | 0.75392 | 0.63049
2772 | 0.82324 | 0.68179
2773 | 0.83698 | 0.69205
2774 | 0.78892 | 0.65652
2775 | 0.68552 | 0.58075
2776 | 0.54024 | 0.47422
2777 | 0.3603 | 0.34095
2778 | 0.17111 | 0.19594
2779 | 0.0264 | 0.07649
2780 | 0 | 0
2781 | 0 | 0
2782 | 0 | 0
2783 | 0 | 0
2784 | 0 | 0
2785 | 0 | 0
2786 | 0 | 0
2787 | 0 | 0
2788 | 0 | 0
2789 | 0 | 0
2790 | 0.0128 | 0.0128
2791 | 0.0408 | 0.0408
2792 | 0.0896 | 0.0896
2793 | 0.1248 | 0.1248
2794 | 0.19693 | 0.19591
2795 | 0.24908 | 0.24705
2796 | 0.20821 | 0.20713
2797 | 0.21141 | 0.21033
2798 | 0.23937 | 0.23747
2799 | 0.18871 | 0.18794
2800 | 0.12 | 0.12
2801 | 0.13454 | 0.13434
2802 | 0.0584 | 0.0584
2803 | 0.0056 | 0.0056
2804 | 0 | 0
2805 | 0 | 0
2806 | 0 | 0
2807 | 0 | 0
2808 | 0 | 0
2809 | 0 | 0
2810 | 0 | 0
2811 | 0 | 0
2812 | 0 | 0
2813 | 0 | 0
2814 | 0.0144 | 0.0144
2815 | 0.12025 | 0.14139
2816 | 0.30907 | 0.31068
2817 | 0.49212 | 0.44583
2818 | 0.69315 | 0.60436
2819 | 0.71417 | 0.62032
2820 | 0.35609 | 0.33366
2821 | 0.056 | 0.056
2822 | 0.0536 | 0.0536
2823 | 0.0472 | 0.0472
2824 | 0.0904 | 0.0904
2825 | 0.21126 | 0.2088
2826 | 0.11284 | 0.11573
2827 | 0.03683 | 0.040523
2828 | 0.004 | 0.004
2829 | 0 | 0
2830 | 0 | 0
2831 | 0 | 0
2832 | 0 | 0
2833 | 0 | 0
2834 | 0 | 0
2835 | 0 | 0
2836 | 0 | 0
2837 | 0 | 0
2838 | 0.0168 | 0.0168
2839 | 0.12088 | 0.14528
2840 | 0.27737 | 0.2797
2841 | 0.44953 | 0.41068
2842 | 0.59737 | 0.52204
2843 | 0.71179 | 0.60654
2844 | 0.7761 | 0.6555
2845 | 0.7899 | 0.66492
2846 | 0.74212 | 0.62941
2847 | 0.6463 | 0.5583
2848 | 0.51163 | 0.45716
2849 | 0.33889 | 0.32707
2850 | 0.16328 | 0.189
2851 | 0.0288 | 0.074541
2852 | 0.0008 | 0.0008
2853 | 0 | 0
2854 | 0 | 0
2855 | 0 | 0
2856 | 0 | 0
2857 | 0 | 0
2858 | 0 | 0
2859 | 0 | 0
2860 | 0 | 0
2861 | 0 | 0
2862 | 0.012 | 0.012
2863 | 0.0392 | 0.0392
2864 | 0.13571 | 0.13588
2865 | 0.14574 | 0.14558
2866 | 0.183 | 0.18234
2867 | 0.29099 | 0.28688
2868 | 0.24733 | 0.24547
2869 | 0.19072 | 0.19038
2870 | 0.22697 | 0.22549
2871 | 0.20732 | 0.20631
2872 | 0.16108 | 0.16076
2873 | 0.16179 | 0.16148
2874 | 0.087368 | 0.087951
2875 | 0.040965 | 0.058815
2876 | 0.0024 | 0.0024
2877 | 0 | 0
2878 | 0 | 0
2879 | 0 | 0
2880 | 0 | 0
2881 | 0 | 0
2882 | 0 | 0
2883 | 0 | 0
2884 | 0 | 0
2885 | 0 | 0
2886 | 0.0144 | 0.0144
2887 | 0.093422 | 0.10277
2888 | 0.19276 | 0.19379
2889 | 0.28912 | 0.28311
2890 | 0.37261 | 0.35693
2891 | 0.47583 | 0.4439
2892 | 0.5176 | 0.48394
2893 | 0.51387 | 0.47824
2894 | 0.44452 | 0.42058
2895 | 0.40182 | 0.38318
2896 | 0.30568 | 0.29648
2897 | 0.20121 | 0.20035
2898 | 0.11217 | 0.11497
2899 | 0.03928 | 0.043636
2900 | 0.0008 | 0.0008
2901 | 0 | 0
2902 | 0 | 0
2903 | 0 | 0
2904 | 0 | 0
2905 | 0 | 0
2906 | 0 | 0
2907 | 0 | 0
2908 | 0 | 0
2909 | 0 | 0
2910 | 0.0232 | 0.057526
2911 | 0.12003 | 0.16362
2912 | 0.29323 | 0.30081
2913 | 0.47433 | 0.43722
2914 | 0.63805 | 0.55791
2915 | 0.73696 | 0.64636
2916 | 0.40454 | 0.38754
2917 | 0.41098 | 0.39654
2918 | 0.38079 | 0.36866
2919 | 0.35223 | 0.34231
2920 | 0.28268 | 0.27687
2921 | 0.20831 | 0.2075
2922 | 0.11913 | 0.12216
2923 | 0.04097 | 0.046047
2924 | 0.0008 | 0.0008
2925 | 0 | 0
2926 | 0 | 0
2927 | 0 | 0
2928 | 0 | 0
2929 | 0 | 0
2930 | 0 | 0
2931 | 0 | 0
2932 | 0 | 0
2933 | 0 | 0
2934 | 0.024 | 0.058545
2935 | 0.12228 | 0.16677
2936 | 0.29851 | 0.30708
2937 | 0.47846 | 0.44194
2938 | 0.63006 | 0.55325
2939 | 0.74506 | 0.63851
2940 | 0.80769 | 0.68513
2941 | 0.82095 | 0.69457
2942 | 0.77889 | 0.66372
2943 | 0.68211 | 0.59263
2944 | 0.54283 | 0.49002
2945 | 0.36804 | 0.36143
2946 | 0.18183 | 0.21956
2947 | 0.028797 | 0.091821
2948 | 0.0016 | 0.0016
2949 | 0 | 0
2950 | 0 | 0
2951 | 0 | 0
2952 | 0 | 0
2953 | 0 | 0
2954 | 0 | 0
2955 | 0 | 0
2956 | 0 | 0
2957 | 0 | 0
2958 | 0.024 | 0.049484
2959 | 0.11426 | 0.14888
2960 | 0.28488 | 0.29317
2961 | 0.44015 | 0.41184
2962 | 0.55066 | 0.50045
2963 | 0.58636 | 0.52881
2964 | 0.63832 | 0.56906
2965 | 0.64215 | 0.57229
2966 | 0.63146 | 0.56419
2967 | 0.52145 | 0.47748
2968 | 0.40033 | 0.37861
2969 | 0.28731 | 0.2855
2970 | 0.14761 | 0.16435
2971 | 0.040135 | 0.067248
2972 | 0.0008 | 0.0008
2973 | 0 | 0
2974 | 0 | 0
2975 | 0 | 0
2976 | 0 | 0
2977 | 0 | 0
2978 | 0 | 0
2979 | 0 | 0
2980 | 0 | 0
2981 | 0 | 0
2982 | 0.0144 | 0.0144
2983 | 0.0616 | 0.0616
2984 | 0.1048 | 0.1048
2985 | 0.15297 | 0.15276
2986 | 0.15711 | 0.15676
2987 | 0.16253 | 0.16239
2988 | 0.18734 | 0.18719
2989 | 0.19134 | 0.19119
2990 | 0.18654 | 0.18639
2991 | 0.1176 | 0.1176
2992 | 0.1136 | 0.1136
2993 | 0.0856 | 0.0856
2994 | 0.0448 | 0.0448
2995 | 0.008 | 0.008
2996 | 0.0008 | 0.0008
2997 | 0 | 0
2998 | 0 | 0
2999 | 0 | 0
3000 | 0 | 0
3001 | 0 | 0
3002 | 0 | 0
3003 | 0 | 0
3004 | 0 | 0
3005 | 0 | 0
3006 | 0.0048 | 0.0048
3007 | 0.036 | 0.036
3008 | 0.088 | 0.088
3009 | 0.1425 | 0.14238
3010 | 0.1296 | 0.1296
3011 | 0.15773 | 0.15759
3012 | 0.18268 | 0.18238
3013 | 0.14508 | 0.14478
3014 | 0.18747 | 0.18718
3015 | 0.15131 | 0.15119
3016 | 0.1901 | 0.18951
3017 | 0.12719 | 0.12719
3018 | 0.0864 | 0.0864
3019 | 0.043451 | 0.047343
3020 | 0.0032 | 0.0032
3021 | 0 | 0
3022 | 0 | 0
3023 | 0 | 0
3024 | 0 | 0
3025 | 0 | 0
3026 | 0 | 0
3027 | 0 | 0
3028 | 0 | 0
3029 | 0 | 0
3030 | 0.0104 | 0.0104
3031 | 0.0392 | 0.0392
3032 | 0.0616 | 0.0616
3033 | 0.0848 | 0.0848
3034 | 0.1136 | 0.1136
3035 | 0.124 | 0.124
3036 | 0.1144 | 0.1144
3037 | 0.14734 | 0.14719
3038 | 0.1176 | 0.1176
3039 | 0.1208 | 0.1208
3040 | 0.0928 | 0.0928
3041 | 0.0696 | 0.0696
3042 | 0.04 | 0.04
3043 | 0.0192 | 0.0192
3044 | 0.0008 | 0.0008
3045 | 0 | 0
3046 | 0 | 0
3047 | 0 | 0
3048 | 0 | 0
3049 | 0 | 0
3050 | 0 | 0
3051 | 0 | 0
3052 | 0 | 0
3053 | 0 | 0
3054 | 0.0256 | 0.055629
3055 | 0.12019 | 0.15219
3056 | 0.26288 | 0.27249
3057 | 0.41707 | 0.39727
3058 | 0.529 | 0.48641
3059 | 0.61245 | 0.55128
3060 | 0.67399 | 0.60118
3061 | 0.68382 | 0.6091
3062 | 0.64814 | 0.57963
3063 | 0.57622 | 0.52426
3064 | 0.46892 | 0.43917
3065 | 0.3247 | 0.3253
3066 | 0.17272 | 0.20802
3067 | 0.036914 | 0.087734
3068 | 0.0032 | 0.0032
3069 | 0 | 0
3070 | 0 | 0
3071 | 0 | 0
3072 | 0 | 0
3073 | 0 | 0
3074 | 0 | 0
3075 | 0 | 0
3076 | 0 | 0
3077 | 0 | 0
3078 | 0.0288 | 0.0288
3079 | 0.085238 | 0.086351
3080 | 0.156 | 0.15663
3081 | 0.21195 | 0.21098
3082 | 0.2685 | 0.26612
3083 | 0.29371 | 0.29094
3084 | 0.29184 | 0.28939
3085 | 0.27867 | 0.27663
3086 | 0.30263 | 0.29974
3087 | 0.26266 | 0.26058
3088 | 0.20712 | 0.20625
3089 | 0.15663 | 0.1567
3090 | 0.092607 | 0.092788
3091 | 0.0376 | 0.0376
3092 | 0.0008 | 0.0008
3093 | 0 | 0
3094 | 0 | 0
3095 | 0 | 0
3096 | 0 | 0
3097 | 0 | 0
3098 | 0 | 0
3099 | 0 | 0
3100 | 0 | 0
3101 | 0 | 0
3102 | 0.0296 | 0.070055
3103 | 0.13062 | 0.18414
3104 | 0.30559 | 0.32445
3105 | 0.48426 | 0.45775
3106 | 0.63286 | 0.56828
3107 | 0.7433 | 0.64964
3108 | 0.80315 | 0.6947
3109 | 0.81467 | 0.70334
3110 | 0.76744 | 0.66861
3111 | 0.66956 | 0.59594
3112 | 0.52923 | 0.49096
3113 | 0.35675 | 0.36159
3114 | 0.18086 | 0.2213
3115 | 0.038027 | 0.092843
3116 | 0.0024 | 0.0024
3117 | 0 | 0
3118 | 0 | 0
3119 | 0 | 0
3120 | 0 | 0
3121 | 0 | 0
3122 | 0 | 0
3123 | 0 | 0
3124 | 0 | 0
3125 | 0 | 0
3126 | 0.0296 | 0.060775
3127 | 0.12503 | 0.16242
3128 | 0.27643 | 0.29118
3129 | 0.43807 | 0.41989
3130 | 0.56956 | 0.52128
3131 | 0.6497 | 0.58585
3132 | 0.695 | 0.6207
3133 | 0.69771 | 0.62318
3134 | 0.68217 | 0.61191
3135 | 0.59113 | 0.53899
3136 | 0.47295 | 0.4455
3137 | 0.32611 | 0.33009
3138 | 0.17666 | 0.20757
3139 | 0.065691 | 0.088411
3140 | 0.0032 | 0.0032
3141 | 0 | 0
3142 | 0 | 0
3143 | 0 | 0
3144 | 0 | 0
3145 | 0 | 0
3146 | 0 | 0
3147 | 0 | 0
3148 | 0 | 0
3149 | 0.0008 | 0.0008
3150 | 0.028 | 0.066996
3151 | 0.12905 | 0.17333
3152 | 0.28609 | 0.30285
3153 | 0.4459 | 0.42765
3154 | 0.57937 | 0.5298
3155 | 0.68497 | 0.61202
3156 | 0.74726 | 0.65941
3157 | 0.75761 | 0.66726
3158 | 0.71219 | 0.63251
3159 | 0.62392 | 0.56442
3160 | 0.49355 | 0.46477
3161 | 0.34522 | 0.35084
3162 | 0.17933 | 0.22061
3163 | 0.064156 | 0.097817
3164 | 0.004 | 0.004
3165 | 0 | 0
3166 | 0 | 0
3167 | 0 | 0
3168 | 0 | 0
3169 | 0 | 0
3170 | 0 | 0
3171 | 0 | 0
3172 | 0 | 0
3173 | 0.0008 | 0.0008
3174 | 0.0344 | 0.062708
3175 | 0.12837 | 0.16716
3176 | 0.26386 | 0.27592
3177 | 0.44497 | 0.42884
3178 | 0.57244 | 0.52678
3179 | 0.64555 | 0.58516
3180 | 0.65499 | 0.5954
3181 | 0.67681 | 0.61269
3182 | 0.60359 | 0.5536
3183 | 0.51429 | 0.48183
3184 | 0.38054 | 0.36887
3185 | 0.25557 | 0.2574
3186 | 0.15524 | 0.17554
3187 | 0.052172 | 0.069308
3188 | 0.0016 | 0.0016
3189 | 0 | 0
3190 | 0 | 0
3191 | 0 | 0
3192 | 0 | 0
3193 | 0 | 0
3194 | 0 | 0
3195 | 0 | 0
3196 | 0 | 0
3197 | 0.0008 | 0.0008
3198 | 0.0272 | 0.089209
3199 | 0.16007 | 0.22525
3200 | 0.36137 | 0.38623
3201 | 0.56122 | 0.5386
3202 | 0.73278 | 0.66896
3203 | 0.84671 | 0.76444
3204 | 0.5175 | 0.48678
3205 | 0.47816 | 0.4573
3206 | 0.42356 | 0.40898
3207 | 0.35998 | 0.35182
3208 | 0.26366 | 0.26107
3209 | 0.18889 | 0.18937
3210 | 0.1191 | 0.12145
3211 | 0.050095 | 0.054327
3212 | 0.0016 | 0.0016
3213 | 0 | 0
3214 | 0 | 0
3215 | 0 | 0
3216 | 0 | 0
3217 | 0 | 0
3218 | 0 | 0
3219 | 0 | 0
3220 | 0 | 0
3221 | 0.0008 | 0.0008
3222 | 0.0288 | 0.0288
3223 | 0.0776 | 0.0776
3224 | 0.13328 | 0.13355
3225 | 0.19145 | 0.19108
3226 | 0.24027 | 0.23903
3227 | 0.26659 | 0.26459
3228 | 0.29275 | 0.29016
3229 | 0.27883 | 0.27659
3230 | 0.25915 | 0.25743
3231 | 0.24424 | 0.24305
3232 | 0.19235 | 0.1919
3233 | 0.1486 | 0.14874
3234 | 0.094191 | 0.094388
3235 | 0.0408 | 0.0408
3236 | 0.0016 | 0.0016
3237 | 0 | 0
3238 | 0 | 0
3239 | 0 | 0
3240 | 0 | 0
3241 | 0 | 0
3242 | 0 | 0
3243 | 0 | 0
3244 | 0 | 0
3245 | 0.0008 | 0.0008
3246 | 0.0288 | 0.076222
3247 | 0.13495 | 0.18899
3248 | 0.30237 | 0.32622
3249 | 0.4686 | 0.45332
3250 | 0.60832 | 0.5577
3251 | 0.71239 | 0.63677
3252 | 0.77412 | 0.68336
3253 | 0.78887 | 0.69429
3254 | 0.74275 | 0.65955
3255 | 0.64436 | 0.58537
3256 | 0.50663 | 0.48116
3257 | 0.34489 | 0.35492
3258 | 0.18181 | 0.22231
3259 | 0.064835 | 0.098604
3260 | 0.004 | 0.004
3261 | 0 | 0
3262 | 0 | 0
3263 | 0 | 0
3264 | 0 | 0
3265 | 0 | 0
3266 | 0 | 0
3267 | 0 | 0
3268 | 0 | 0
3269 | 0.0008 | 0.0008
3270 | 0.0304 | 0.07454
3271 | 0.13667 | 0.18829
3272 | 0.29773 | 0.32084
3273 | 0.46177 | 0.44796
3274 | 0.60208 | 0.5539
3275 | 0.70683 | 0.63451
3276 | 0.77115 | 0.68266
3277 | 0.76239 | 0.67747
3278 | 0.72915 | 0.65115
3279 | 0.64395 | 0.58619
3280 | 0.51979 | 0.49355
3281 | 0.35843 | 0.37039
3282 | 0.18809 | 0.23862
3283 | 0.070746 | 0.11128
3284 | 0.0072 | 0.0072
3285 | 0 | 0
3286 | 0 | 0
3287 | 0 | 0
3288 | 0 | 0
3289 | 0 | 0
3290 | 0 | 0
3291 | 0 | 0
3292 | 0 | 0
3293 | 0.0016 | 0.0016
3294 | 0.0296 | 0.07903
3295 | 0.13973 | 0.19687
3296 | 0.30011 | 0.32474
3297 | 0.45273 | 0.44028
3298 | 0.57191 | 0.53241
3299 | 0.66501 | 0.60544
3300 | 0.6989 | 0.63182
3301 | 0.69178 | 0.62734
3302 | 0.66547 | 0.60484
3303 | 0.58641 | 0.54406
3304 | 0.48758 | 0.46674
3305 | 0.34722 | 0.36041
3306 | 0.18149 | 0.22391
3307 | 0.070218 | 0.10419
3308 | 0.0064 | 0.0064
3309 | 0 | 0
3310 | 0 | 0
3311 | 0 | 0
3312 | 0 | 0
3313 | 0 | 0
3314 | 0 | 0
3315 | 0 | 0
3316 | 0 | 0
3317 | 0.0008 | 0.0008
3318 | 0.0376 | 0.065528
3319 | 0.13721 | 0.1714
3320 | 0.26905 | 0.28536
3321 | 0.37207 | 0.36607
3322 | 0.47594 | 0.45518
3323 | 0.61806 | 0.56979
3324 | 0.6213 | 0.57451
3325 | 0.61678 | 0.57154
3326 | 0.50662 | 0.4813
3327 | 0.53221 | 0.50143
3328 | 0.44547 | 0.43038
3329 | 0.31433 | 0.32347
3330 | 0.16279 | 0.18132
3331 | 0.071731 | 0.10736
3332 | 0.0112 | 0.0112
3333 | 0 | 0
3334 | 0 | 0
3335 | 0 | 0
3336 | 0 | 0
3337 | 0 | 0
3338 | 0 | 0
3339 | 0 | 0
3340 | 0 | 0
3341 | 0.0008 | 0.0008
3342 | 0.0352 | 0.0352
3343 | 0.08369 | 0.083988
3344 | 0.14667 | 0.14713
3345 | 0.20977 | 0.20943
3346 | 0.26037 | 0.25898
3347 | 0.29836 | 0.2957
3348 | 0.33888 | 0.33567
3349 | 0.32148 | 0.31894
3350 | 0.3201 | 0.3173
3351 | 0.26345 | 0.26223
3352 | 0.23337 | 0.23258
3353 | 0.17458 | 0.17505
3354 | 0.11627 | 0.11753
3355 | 0.0512 | 0.0512
3356 | 0.0024 | 0.0024
3357 | 0 | 0
3358 | 0 | 0
3359 | 0 | 0
3360 | 0 | 0
3361 | 0 | 0
3362 | 0 | 0
3363 | 0 | 0
3364 | 0 | 0
3365 | 0.0008 | 0.0008
3366 | 0.0216 | 0.0216
3367 | 0.0536 | 0.0536
3368 | 0.0888 | 0.0888
3369 | 0.1216 | 0.1216
3370 | 0.15219 | 0.15196
3371 | 0.16889 | 0.16879
3372 | 0.1793 | 0.17919
3373 | 0.17931 | 0.17919
3374 | 0.1745 | 0.17439
3375 | 0.1528 | 0.1528
3376 | 0.12803 | 0.12799
3377 | 0.0904 | 0.0904
3378 | 0.0608 | 0.0608
3379 | 0.0288 | 0.0288
3380 | 0.0024 | 0.0024
3381 | 0 | 0
3382 | 0 | 0
3383 | 0 | 0
3384 | 0 | 0
3385 | 0 | 0
3386 | 0 | 0
3387 | 0 | 0
3388 | 0 | 0
3389 | 0.0016 | 0.0016
3390 | 0.0352 | 0.072878
3391 | 0.14013 | 0.19541
3392 | 0.29369 | 0.31949
3393 | 0.43098 | 0.42427
3394 | 0.55512 | 0.52264
3395 | 0.62635 | 0.58005
3396 | 0.63627 | 0.58857
3397 | 0.62597 | 0.58092
3398 | 0.54681 | 0.51748
3399 | 0.49543 | 0.47177
3400 | 0.39934 | 0.39088
3401 | 0.30671 | 0.3158
3402 | 0.17052 | 0.19537
3403 | 0.065091 | 0.10173
3404 | 0.0088 | 0.0088
3405 | 0 | 0
3406 | 0 | 0
3407 | 0 | 0
3408 | 0 | 0
3409 | 0 | 0
3410 | 0 | 0
3411 | 0 | 0
3412 | 0 | 0
3413 | 0.0008 | 0.0008
3414 | 0.0368 | 0.0368
3415 | 0.09424 | 0.095164
3416 | 0.15041 | 0.1511
3417 | 0.19764 | 0.19748
3418 | 0.29018 | 0.28851
3419 | 0.33553 | 0.33242
3420 | 0.33604 | 0.33241
3421 | 0.3409 | 0.33721
3422 | 0.33712 | 0.33405
3423 | 0.32998 | 0.32485
3424 | 0.25576 | 0.25492
3425 | 0.18556 | 0.18622
3426 | 0.12337 | 0.12548
3427 | 0.058588 | 0.063903
3428 | 0.008 | 0.008
3429 | 0 | 0
3430 | 0 | 0
3431 | 0 | 0
3432 | 0 | 0
3433 | 0 | 0
3434 | 0 | 0
3435 | 0 | 0
3436 | 0 | 0
3437 | 0.0016 | 0.0016
3438 | 0.0352 | 0.0352
3439 | 0.090561 | 0.091176
3440 | 0.1427 | 0.14314
3441 | 0.20643 | 0.20627
3442 | 0.28855 | 0.28691
3443 | 0.3129 | 0.31005
3444 | 0.33591 | 0.33242
3445 | 0.34004 | 0.33641
3446 | 0.31811 | 0.31572
3447 | 0.26263 | 0.26142
3448 | 0.24199 | 0.24139
3449 | 0.1904 | 0.19103
3450 | 0.11702 | 0.11833
3451 | 0.0472 | 0.0472
3452 | 0.0024 | 0.0024
3453 | 0 | 0
3454 | 0 | 0
3455 | 0 | 0
3456 | 0 | 0
3457 | 0 | 0
3458 | 0 | 0
3459 | 0 | 0
3460 | 0 | 0
3461 | 0.0008 | 0.0008
3462 | 0.0304 | 0.0304
3463 | 0.08 | 0.08
3464 | 0.131 | 0.13118
3465 | 0.17841 | 0.17833
3466 | 0.2197 | 0.21909
3467 | 0.26048 | 0.25902
3468 | 0.26548 | 0.26382
3469 | 0.2579 | 0.25667
3470 | 0.22241 | 0.22149
3471 | 0.19726 | 0.19671
3472 | 0.17933 | 0.17913
3473 | 0.13747 | 0.13758
3474 | 0.0952 | 0.0952
3475 | 0.0472 | 0.0472
3476 | 0.0048 | 0.0048
3477 | 0 | 0
3478 | 0 | 0
3479 | 0 | 0
3480 | 0 | 0
3481 | 0 | 0
3482 | 0 | 0
3483 | 0 | 0
3484 | 0 | 0
3485 | 0.0008 | 0.0008
3486 | 0.044 | 0.047175
3487 | 0.12604 | 0.13562
3488 | 0.2374 | 0.24603
3489 | 0.26544 | 0.26497
3490 | 0.338 | 0.33357
3491 | 0.29469 | 0.29252
3492 | 0.38946 | 0.38151
3493 | 0.47111 | 0.45504
3494 | 0.43143 | 0.41935
3495 | 0.34984 | 0.34385
3496 | 0.24761 | 0.24696
3497 | 0.22535 | 0.2275
3498 | 0.15862 | 0.16827
3499 | 0.064658 | 0.075006
3500 | 0.0072 | 0.0072
3501 | 0 | 0
3502 | 0 | 0
3503 | 0 | 0
3504 | 0 | 0
3505 | 0 | 0
3506 | 0 | 0
3507 | 0 | 0
3508 | 0 | 0
3509 | 0.0016 | 0.0016
3510 | 0.0408 | 0.0408
3511 | 0.1142 | 0.11978
3512 | 0.19802 | 0.2012
3513 | 0.26538 | 0.26496
3514 | 0.31049 | 0.30742
3515 | 0.28458 | 0.28299
3516 | 0.35346 | 0.35001
3517 | 0.27816 | 0.27663
3518 | 0.21466 | 0.21436
3519 | 0.14486 | 0.14479
3520 | 0.128 | 0.128
3521 | 0.0472 | 0.0472
3522 | 0.024 | 0.024
3523 | 0.0224 | 0.0224
3524 | 0.0032 | 0.0032
3525 | 0 | 0
3526 | 0 | 0
3527 | 0 | 0
3528 | 0 | 0
3529 | 0 | 0
3530 | 0 | 0
3531 | 0 | 0
3532 | 0 | 0
3533 | 0.0032 | 0.0032
3534 | 0.0336 | 0.0336
3535 | 0.0376 | 0.0376
3536 | 0.072 | 0.072
3537 | 0.0416 | 0.0416
3538 | 0.1192 | 0.1192
3539 | 0.22143 | 0.2207
3540 | 0.26272 | 0.26145
3541 | 0.34017 | 0.33727
3542 | 0.27809 | 0.27662
3543 | 0.28044 | 0.27896
3544 | 0.23542 | 0.23502
3545 | 0.20361 | 0.20458
3546 | 0.13346 | 0.13587
3547 | 0.066377 | 0.077393
3548 | 0.016 | 0.016
3549 | 0 | 0
3550 | 0 | 0
3551 | 0 | 0
3552 | 0 | 0
3553 | 0 | 0
3554 | 0 | 0
3555 | 0 | 0
3556 | 0 | 0
3557 | 0.0024 | 0.0024
3558 | 0.04 | 0.04
3559 | 0.08927 | 0.089588
3560 | 0.16678 | 0.16787
3561 | 0.20632 | 0.20628
3562 | 0.22763 | 0.22709
3563 | 0.28533 | 0.28379
3564 | 0.28867 | 0.28701
3565 | 0.3665 | 0.36277
3566 | 0.34892 | 0.34513
3567 | 0.2999 | 0.2981
3568 | 0.26111 | 0.26052
3569 | 0.19032 | 0.19104
3570 | 0.139 | 0.1445
3571 | 0.0552 | 0.0552
3572 | 0.0032 | 0.0032
3573 | 0 | 0
3574 | 0 | 0
3575 | 0 | 0
3576 | 0 | 0
3577 | 0 | 0
3578 | 0 | 0
3579 | 0 | 0
3580 | 0 | 0
3581 | 0.0024 | 0.0024
3582 | 0.044 | 0.064484
3583 | 0.14525 | 0.18566
3584 | 0.28246 | 0.30737
3585 | 0.4381 | 0.43671
3586 | 0.55641 | 0.53064
3587 | 0.52817 | 0.50482
3588 | 0.55712 | 0.52954
3589 | 0.54443 | 0.52222
3590 | 0.50901 | 0.4886
3591 | 0.4357 | 0.42352
3592 | 0.36807 | 0.36487
3593 | 0.28177 | 0.28688
3594 | 0.16435 | 0.17463
3595 | 0.068744 | 0.082933
3596 | 0.0032 | 0.0032
3597 | 0 | 0
3598 | 0 | 0
3599 | 0 | 0
3600 | 0 | 0
3601 | 0 | 0
3602 | 0 | 0
3603 | 0 | 0
3604 | 0 | 0
3605 | 0.0048 | 0.0048
3606 | 0.06 | 0.10097
3607 | 0.15231 | 0.23139
3608 | 0.33111 | 0.37405
3609 | 0.50708 | 0.50578
3610 | 0.65653 | 0.61627
3611 | 0.76705 | 0.69839
3612 | 0.82724 | 0.74182
3613 | 0.83698 | 0.74971
3614 | 0.79151 | 0.71577
3615 | 0.69634 | 0.64472
3616 | 0.55598 | 0.54133
3617 | 0.38903 | 0.41586
3618 | 0.20994 | 0.27633
3619 | 0.085844 | 0.14055
3620 | 0.016 | 0.016
3621 | 0 | 0
3622 | 0 | 0
3623 | 0 | 0
3624 | 0 | 0
3625 | 0 | 0
3626 | 0 | 0
3627 | 0 | 0
3628 | 0 | 0
3629 | 0.008 | 0.008
3630 | 0.0584 | 0.093065
3631 | 0.13951 | 0.16156
3632 | 0.25786 | 0.27406
3633 | 0.39642 | 0.3968
3634 | 0.53302 | 0.51029
3635 | 0.61086 | 0.57397
3636 | 0.6099 | 0.57405
3637 | 0.63441 | 0.59354
3638 | 0.66178 | 0.6164
3639 | 0.54674 | 0.52108
3640 | 0.36786 | 0.36471
3641 | 0.27065 | 0.27508
3642 | 0.17402 | 0.18727
3643 | 0.069851 | 0.080593
3644 | 0.0032 | 0.0032
3645 | 0 | 0
3646 | 0 | 0
3647 | 0 | 0
3648 | 0 | 0
3649 | 0 | 0
3650 | 0 | 0
3651 | 0 | 0
3652 | 0 | 0
3653 | 0.0032 | 0.0032
3654 | 0.0608 | 0.076557
3655 | 0.12858 | 0.14498
3656 | 0.38253 | 0.41907
3657 | 0.51447 | 0.51602
3658 | 0.72991 | 0.69421
3659 | 0.6593 | 0.62183
3660 | 0.1988 | 0.19652
3661 | 0.46333 | 0.44864
3662 | 0.48309 | 0.4666
3663 | 0.3123 | 0.30997
3664 | 0.17124 | 0.17115
3665 | 0.13113 | 0.13119
3666 | 0.0376 | 0.0376
3667 | 0.0128 | 0.0128
3668 | 0.0032 | 0.0032
3669 | 0 | 0
3670 | 0 | 0
3671 | 0 | 0
3672 | 0 | 0
3673 | 0 | 0
3674 | 0 | 0
3675 | 0 | 0
3676 | 0 | 0
3677 | 0.0048 | 0.0048
3678 | 0.0592 | 0.093865
3679 | 0.14826 | 0.21198
3680 | 0.30013 | 0.33599
3681 | 0.45081 | 0.45231
3682 | 0.5855 | 0.55751
3683 | 0.6734 | 0.62591
3684 | 0.70788 | 0.65415
3685 | 0.70999 | 0.65488
3686 | 0.69236 | 0.64111
3687 | 0.61748 | 0.58226
3688 | 0.49855 | 0.48878
3689 | 0.34989 | 0.37115
3690 | 0.19945 | 0.24706
3691 | 0.076128 | 0.12937
3692 | 0.016 | 0.016
3693 | 0 | 0
3694 | 0 | 0
3695 | 0 | 0
3696 | 0 | 0
3697 | 0 | 0
3698 | 0 | 0
3699 | 0 | 0
3700 | 0 | 0
3701 | 0.0144 | 0.0144
3702 | 0.0696 | 0.11845
3703 | 0.14931 | 0.19584
3704 | 0.2436 | 0.2526
3705 | 0.34072 | 0.3414
3706 | 0.57914 | 0.55511
3707 | 0.85266 | 0.79656
3708 | 0.56452 | 0.54014
3709 | 0.42432 | 0.41483
3710 | 0.44458 | 0.43278
3711 | 0.2298 | 0.22857
3712 | 0.26989 | 0.26917
3713 | 0.15482 | 0.15514
3714 | 0.0736 | 0.0736
3715 | 0.087183 | 0.12879
3716 | 0.0112 | 0.0112
3717 | 0 | 0
3718 | 0 | 0
3719 | 0 | 0
3720 | 0 | 0
3721 | 0 | 0
3722 | 0 | 0
3723 | 0 | 0
3724 | 0 | 0
3725 | 0.0016 | 0.0016
3726 | 0.048 | 0.052727
3727 | 0.0856 | 0.0856
3728 | 0.16867 | 0.17023
3729 | 0.27732 | 0.27767
3730 | 0.38697 | 0.38094
3731 | 0.55628 | 0.53152
3732 | 0.53002 | 0.50847
3733 | 0.48214 | 0.46692
3734 | 0.38583 | 0.37906
3735 | 0.4761 | 0.46211
3736 | 0.43555 | 0.43025
3737 | 0.32951 | 0.34573
3738 | 0.21241 | 0.25985
3739 | 0.079533 | 0.16158
3740 | 0.0224 | 0.060848
3741 | 0 | 0
3742 | 0 | 0
3743 | 0 | 0
3744 | 0 | 0
3745 | 0 | 0
3746 | 0 | 0
3747 | 0 | 0
3748 | 0 | 0
3749 | 0.0016 | 0.0016
3750 | 0.0192 | 0.0192
3751 | 0.0448 | 0.0448
3752 | 0.0672 | 0.0672
3753 | 0.08 | 0.08
3754 | 0.0992 | 0.0992
3755 | 0.12967 | 0.12959
3756 | 0.16017 | 0.15998
3757 | 0.17129 | 0.17119
3758 | 0.17768 | 0.17759
3759 | 0.13525 | 0.13519
3760 | 0.1264 | 0.1264
3761 | 0.096 | 0.096
3762 | 0.076 | 0.076
3763 | 0.0312 | 0.0312
3764 | 0.0088 | 0.0088
3765 | 0 | 0
3766 | 0 | 0
3767 | 0 | 0
3768 | 0 | 0
3769 | 0 | 0
3770 | 0 | 0
3771 | 0 | 0
3772 | 0 | 0
3773 | 0.0016 | 0.0016
3774 | 0.0464 | 0.047188
3775 | 0.13312 | 0.14902
3776 | 0.23423 | 0.24377
3777 | 0.48028 | 0.4836
3778 | 0.72814 | 0.69383
3779 | 0.81207 | 0.75527
3780 | 0.56183 | 0.5386
3781 | 0.35276 | 0.34731
3782 | 0.08 | 0.08
3783 | 0.0752 | 0.0752
3784 | 0.0504 | 0.0504
3785 | 0.0712 | 0.0712
3786 | 0.0264 | 0.0264
3787 | 0.0592 | 0.0592
3788 | 0.032 | 0.053497
3789 | 0 | 0
3790 | 0 | 0
3791 | 0 | 0
3792 | 0 | 0
3793 | 0 | 0
3794 | 0 | 0
3795 | 0 | 0
3796 | 0 | 0
3797 | 0.0056 | 0.0056
3798 | 0.0608 | 0.097829
3799 | 0.14758 | 0.21127
3800 | 0.29668 | 0.3322
3801 | 0.44387 | 0.44851
3802 | 0.57231 | 0.54835
3803 | 0.6483 | 0.60721
3804 | 0.69931 | 0.64858
3805 | 0.71411 | 0.66214
3806 | 0.69394 | 0.64507
3807 | 0.61091 | 0.57932
3808 | 0.49834 | 0.49047
3809 | 0.35687 | 0.38116
3810 | 0.20519 | 0.26023
3811 | 0.066834 | 0.13857
3812 | 0.0264 | 0.047604
3813 | 0 | 0
3814 | 0 | 0
3815 | 0 | 0
3816 | 0 | 0
3817 | 0 | 0
3818 | 0 | 0
3819 | 0 | 0
3820 | 0 | 0
3821 | 0.0064 | 0.0064
3822 | 0.0616 | 0.10493
3823 | 0.15107 | 0.233
3824 | 0.32323 | 0.37017
3825 | 0.49056 | 0.49721
3826 | 0.63145 | 0.60148
3827 | 0.7349 | 0.67742
3828 | 0.78696 | 0.71628
3829 | 0.79475 | 0.72187
3830 | 0.75078 | 0.68873
3831 | 0.66164 | 0.62155
3832 | 0.53388 | 0.52593
3833 | 0.37627 | 0.40514
3834 | 0.21016 | 0.27338
3835 | 0.064506 | 0.14243
3836 | 0.0272 | 0.048122
3837 | 0 | 0
3838 | 0 | 0
3839 | 0 | 0
3840 | 0 | 0
3841 | 0 | 0
3842 | 0 | 0
3843 | 0 | 0
3844 | 0 | 0
3845 | 0.0032 | 0.0032
3846 | 0.0472 | 0.0472
3847 | 0.11938 | 0.12538
3848 | 0.20221 | 0.20747
3849 | 0.37409 | 0.37673
3850 | 0.4455 | 0.43682
3851 | 0.37784 | 0.37185
3852 | 0.41863 | 0.41007
3853 | 0.22586 | 0.22464
3854 | 0.31519 | 0.31333
3855 | 0.31203 | 0.30999
3856 | 0.40671 | 0.40394
3857 | 0.27474 | 0.28122
3858 | 0.20288 | 0.24038
3859 | 0.076877 | 0.13091
3860 | 0.0344 | 0.062661
3861 | 0 | 0
3862 | 0 | 0
3863 | 0 | 0
3864 | 0 | 0
3865 | 0 | 0
3866 | 0 | 0
3867 | 0 | 0
3868 | 0 | 0
3869 | 0.0016 | 0.0016
3870 | 0.0504 | 0.055127
3871 | 0.13517 | 0.15218
3872 | 0.18428 | 0.18693
3873 | 0.22756 | 0.22779
3874 | 0.35454 | 0.35104
3875 | 0.41597 | 0.4084
3876 | 0.43399 | 0.4243
3877 | 0.51053 | 0.4929
3878 | 0.50584 | 0.48871
3879 | 0.47148 | 0.45805
3880 | 0.32004 | 0.31899
3881 | 0.27834 | 0.28516
3882 | 0.20957 | 0.25363
3883 | 0.069277 | 0.14564
3884 | 0.0288 | 0.063146
3885 | 0 | 0
3886 | 0 | 0
3887 | 0 | 0
3888 | 0 | 0
3889 | 0 | 0
3890 | 0 | 0
3891 | 0 | 0
3892 | 0 | 0
3893 | 0.008 | 0.008
3894 | 0.0696 | 0.12081
3895 | 0.16195 | 0.24884
3896 | 0.31378 | 0.36013
3897 | 0.48121 | 0.48866
3898 | 0.61162 | 0.58545
3899 | 0.73951 | 0.69226
3900 | 0.2577 | 0.25573
3901 | 0.32497 | 0.32293
3902 | 0.26652 | 0.26544
3903 | 0.27765 | 0.27658
3904 | 0.28882 | 0.28819
3905 | 0.22851 | 0.23079
3906 | 0.14805 | 0.15256
3907 | 0.079825 | 0.091757
3908 | 0.0264 | 0.036054
3909 | 0 | 0
3910 | 0 | 0
3911 | 0 | 0
3912 | 0 | 0
3913 | 0 | 0
3914 | 0 | 0
3915 | 0 | 0
3916 | 0 | 0
3917 | 0.0016 | 0.0016
3918 | 0.0256 | 0.0256
3919 | 0.0632 | 0.0632
3920 | 0.112 | 0.112
3921 | 0.1328 | 0.1328
3922 | 0.17686 | 0.17678
3923 | 0.14006 | 0.13999
3924 | 0.15928 | 0.15919
3925 | 0.1584 | 0.1584
3926 | 0.15687 | 0.15679
3927 | 0.20592 | 0.20551
3928 | 0.2168 | 0.21669
3929 | 0.16905 | 0.16951
3930 | 0.11905 | 0.11995
3931 | 0.0624 | 0.0624
3932 | 0.0184 | 0.0184
3933 | 0 | 0
3934 | 0 | 0
3935 | 0 | 0
3936 | 0 | 0
3937 | 0 | 0
3938 | 0 | 0
3939 | 0 | 0
3940 | 0 | 0
3941 | 0.0072 | 0.0072
3942 | 0.064 | 0.11206
3943 | 0.15572 | 0.24478
3944 | 0.33384 | 0.38745
3945 | 0.51356 | 0.52233
3946 | 0.66908 | 0.63834
3947 | 0.78158 | 0.72122
3948 | 0.84266 | 0.76541
3949 | 0.85393 | 0.7733
3950 | 0.81042 | 0.74174
3951 | 0.71496 | 0.6707
3952 | 0.57581 | 0.5681
3953 | 0.4089 | 0.44344
3954 | 0.22758 | 0.3031
3955 | 0.066147 | 0.16516
3956 | 0.0216 | 0.061382
3957 | 0 | 0
3958 | 0 | 0
3959 | 0 | 0
3960 | 0 | 0
3961 | 0 | 0
3962 | 0 | 0
3963 | 0 | 0
3964 | 0 | 0
3965 | 0.0016 | 0.0016
3966 | 0.0096 | 0.0096
3967 | 0.0216 | 0.0216
3968 | 0.0512 | 0.0512
3969 | 0.25624 | 0.257
3970 | 0.14904 | 0.1487
3971 | 0.064 | 0.064
3972 | 0.26176 | 0.25972
3973 | 0.50774 | 0.48957
3974 | 0.24743 | 0.24434
3975 | 0.78438 | 0.74742
3976 | 0.55165 | 0.54558
3977 | 0.33112 | 0.34477
3978 | 0.28026 | 0.3392
3979 | 0.081851 | 0.096496
3980 | 0.0096 | 0.0096
3981 | 0 | 0
3982 | 0 | 0
3983 | 0 | 0
3984 | 0 | 0
3985 | 0 | 0
3986 | 0 | 0
3987 | 0 | 0
3988 | 0 | 0
3989 | 0.0016 | 0.0016
3990 | 0.0504 | 0.056703
3991 | 0.10417 | 0.10555
3992 | 0.19075 | 0.19407
3993 | 0.28924 | 0.29034
3994 | 0.39068 | 0.38577
3995 | 0.43345 | 0.42402
3996 | 0.44412 | 0.43378
3997 | 0.51183 | 0.49448
3998 | 0.53069 | 0.51152
3999 | 0.49656 | 0.48166
4000 | 0.35592 | 0.3546
4001 | 0.28044 | 0.28618
4002 | 0.18941 | 0.21691
4003 | 0.082152 | 0.1255
4004 | 0.0328 | 0.050401
4005 | 0 | 0
4006 | 0 | 0
4007 | 0 | 0
4008 | 0 | 0
4009 | 0 | 0
4010 | 0 | 0
4011 | 0 | 0
4012 | 0 | 0
4013 | 0.0016 | 0.0016
4014 | 0.028 | 0.028
4015 | 0.0592 | 0.0592
4016 | 0.0952 | 0.0952
4017 | 0.1272 | 0.1272
4018 | 0.15691 | 0.15675
4019 | 0.17766 | 0.17759
4020 | 0.19448 | 0.19439
4021 | 0.19848 | 0.19839
4022 | 0.19207 | 0.19199
4023 | 0.17365 | 0.17359
4024 | 0.144 | 0.14398
4025 | 0.1144 | 0.1144
4026 | 0.0776 | 0.0776
4027 | 0.0424 | 0.0424
4028 | 0.0136 | 0.0136
4029 | 0 | 0
4030 | 0 | 0
4031 | 0 | 0
4032 | 0 | 0
4033 | 0 | 0
4034 | 0 | 0
4035 | 0 | 0
4036 | 0 | 0
4037 | 0.012 | 0.012
4038 | 0.0664 | 0.11682
4039 | 0.16862 | 0.25844
4040 | 0.3278 | 0.37171
4041 | 0.39192 | 0.39642
4042 | 0.70967 | 0.68628
4043 | 0.52923 | 0.5114
4044 | 0.49231 | 0.47614
4045 | 0.0648 | 0.0648
4046 | 0.0624 | 0.0624
4047 | 0.0568 | 0.0568
4048 | 0.048 | 0.048
4049 | 0.0376 | 0.0376
4050 | 0.0256 | 0.0256
4051 | 0.0136 | 0.0136
4052 | 0.0048 | 0.0048
4053 | 0 | 0
4054 | 0 | 0
4055 | 0 | 0
4056 | 0 | 0
4057 | 0 | 0
4058 | 0 | 0
4059 | 0 | 0
4060 | 0 | 0
4061 | 0.0016 | 0.0016
4062 | 0.0408 | 0.0408
4063 | 0.095639 | 0.095988
4064 | 0.15038 | 0.15113
4065 | 0.19017 | 0.19031
4066 | 0.20979 | 0.20951
4067 | 0.2262 | 0.22548
4068 | 0.24162 | 0.24067
4069 | 0.25198 | 0.25108
4070 | 0.28909 | 0.28781
4071 | 0.26805 | 0.26697
4072 | 0.24318 | 0.24299
4073 | 0.18945 | 0.19025
4074 | 0.12603 | 0.12714
4075 | 0.064 | 0.064
4076 | 0.0176 | 0.0176
4077 | 0 | 0
4078 | 0 | 0
4079 | 0 | 0
4080 | 0 | 0
4081 | 0 | 0
4082 | 0 | 0
4083 | 0 | 0
4084 | 0 | 0
4085 | 0.0016 | 0.0016
4086 | 0.0512 | 0.061442
4087 | 0.12246 | 0.13013
4088 | 0.17595 | 0.17745
4089 | 0.21478 | 0.21504
4090 | 0.31488 | 0.313
4091 | 0.34518 | 0.3428
4092 | 0.42498 | 0.4164
4093 | 0.4907 | 0.47647
4094 | 0.47944 | 0.46597
4095 | 0.38125 | 0.37558
4096 | 0.3767 | 0.37509
4097 | 0.27883 | 0.28389
4098 | 0.19192 | 0.20792
4099 | 0.084823 | 0.12476
4100 | 0.036 | 0.06232
4101 | 0.0008 | 0.0008
4102 | 0 | 0
4103 | 0 | 0
4104 | 0 | 0
4105 | 0 | 0
4106 | 0 | 0
4107 | 0 | 0
4108 | 0 | 0
4109 | 0.0056 | 0.0056
4110 | 0.0624 | 0.10652
4111 | 0.15605 | 0.24568
4112 | 0.35654 | 0.41294
4113 | 0.48959 | 0.50059
4114 | 0.62506 | 0.60021
4115 | 0.75526 | 0.70884
4116 | 0.46223 | 0.4494
4117 | 0.45644 | 0.44668
4118 | 0.44292 | 0.43289
4119 | 0.37119 | 0.36611
4120 | 0.34948 | 0.34821
4121 | 0.22081 | 0.22216
4122 | 0.14953 | 0.15263
4123 | 0.074025 | 0.075176
4124 | 0.0256 | 0.0256
4125 | 0 | 0
4126 | 0 | 0
4127 | 0 | 0
4128 | 0 | 0
4129 | 0 | 0
4130 | 0 | 0
4131 | 0 | 0
4132 | 0 | 0
4133 | 0.0064 | 0.0064
4134 | 0.0504 | 0.089004
4135 | 0.14144 | 0.19649
4136 | 0.28705 | 0.32439
4137 | 0.43988 | 0.44858
4138 | 0.58669 | 0.56646
4139 | 0.63546 | 0.60132
4140 | 0.69059 | 0.64663
4141 | 0.63129 | 0.59601
4142 | 0.61092 | 0.57736
4143 | 0.52665 | 0.50901
4144 | 0.40032 | 0.39765
4145 | 0.27114 | 0.27594
4146 | 0.1616 | 0.16842
4147 | 0.079512 | 0.084691
4148 | 0.0272 | 0.035211
4149 | 0 | 0
4150 | 0 | 0
4151 | 0 | 0
4152 | 0 | 0
4153 | 0 | 0
4154 | 0 | 0
4155 | 0 | 0
4156 | 0 | 0
4157 | 0.0016 | 0.0016
4158 | 0.0424 | 0.0424
4159 | 0.10174 | 0.10315
4160 | 0.1549 | 0.1559
4161 | 0.1997 | 0.19989
4162 | 0.25716 | 0.25663
4163 | 0.27379 | 0.27259
4164 | 0.29998 | 0.29814
4165 | 0.31587 | 0.31417
4166 | 0.28197 | 0.28059
4167 | 0.25672 | 0.25581
4168 | 0.22802 | 0.22787
4169 | 0.19273 | 0.19347
4170 | 0.12547 | 0.12635
4171 | 0.07243 | 0.073576
4172 | 0.0248 | 0.0248
4173 | 0 | 0
4174 | 0 | 0
4175 | 0 | 0
4176 | 0 | 0
4177 | 0 | 0
4178 | 0 | 0
4179 | 0 | 0
4180 | 0 | 0
4181 | 0.0016 | 0.0016
4182 | 0.044 | 0.044
4183 | 0.11025 | 0.11271
4184 | 0.18056 | 0.18297
4185 | 0.25118 | 0.2517
4186 | 0.32637 | 0.32408
4187 | 0.35978 | 0.35522
4188 | 0.36708 | 0.3635
4189 | 0.3679 | 0.36431
4190 | 0.36217 | 0.35868
4191 | 0.314 | 0.31247
4192 | 0.28406 | 0.28365
4193 | 0.20058 | 0.20144
4194 | 0.13438 | 0.13591
4195 | 0.084656 | 0.09263
4196 | 0.0272 | 0.029204
4197 | 0 | 0
4198 | 0 | 0
4199 | 0 | 0
4200 | 0 | 0
4201 | 0 | 0
4202 | 0 | 0
4203 | 0 | 0
4204 | 0 | 0
4205 | 0.0016 | 0.0016
4206 | 0.0336 | 0.0336
4207 | 0.12096 | 0.13086
4208 | 0.23401 | 0.24532
4209 | 0.28493 | 0.28636
4210 | 0.3125 | 0.3106
4211 | 0.33702 | 0.33482
4212 | 0.33905 | 0.33644
4213 | 0.50618 | 0.48978
4214 | 0.47389 | 0.46226
4215 | 0.42431 | 0.41578
4216 | 0.44694 | 0.44309
4217 | 0.35878 | 0.37875
4218 | 0.23854 | 0.30663
4219 | 0.083004 | 0.18894
4220 | 0.0256 | 0.072197
4221 | 0.0008 | 0.0008
4222 | 0 | 0
4223 | 0 | 0
4224 | 0 | 0
4225 | 0 | 0
4226 | 0 | 0
4227 | 0 | 0
4228 | 0 | 0
4229 | 0.0048 | 0.0048
4230 | 0.0496 | 0.085841
4231 | 0.14468 | 0.19275
4232 | 0.27928 | 0.30914
4233 | 0.40998 | 0.41678
4234 | 0.52496 | 0.50965
4235 | 0.61301 | 0.57998
4236 | 0.65974 | 0.61826
4237 | 0.66835 | 0.62545
4238 | 0.63948 | 0.60155
4239 | 0.57433 | 0.54818
4240 | 0.47218 | 0.46675
4241 | 0.347 | 0.3654
4242 | 0.20951 | 0.25052
4243 | 0.079648 | 0.13717
4244 | 0.0256 | 0.0504
4245 | 0 | 0
4246 | 0 | 0
4247 | 0 | 0
4248 | 0 | 0
4249 | 0 | 0
4250 | 0 | 0
4251 | 0 | 0
4252 | 0 | 0
4253 | 0.0048 | 0.0048
4254 | 0.06 | 0.092302
4255 | 0.14103 | 0.2081
4256 | 0.29397 | 0.33672
4257 | 0.44973 | 0.4592
4258 | 0.58345 | 0.56207
4259 | 0.68582 | 0.64122
4260 | 0.74641 | 0.68789
4261 | 0.76367 | 0.70124
4262 | 0.73281 | 0.67734
4263 | 0.65807 | 0.62021
4264 | 0.5391 | 0.53077
4265 | 0.39075 | 0.42083
4266 | 0.2246 | 0.29375
4267 | 0.07061 | 0.16361
4268 | 0.0264 | 0.062112
4269 | 0 | 0
4270 | 0 | 0
4271 | 0 | 0
4272 | 0 | 0
4273 | 0 | 0
4274 | 0 | 0
4275 | 0 | 0
4276 | 0 | 0
4277 | 0.0056 | 0.0056
4278 | 0.0592 | 0.097804
4279 | 0.14092 | 0.2197
4280 | 0.30535 | 0.35451
4281 | 0.46967 | 0.48079
4282 | 0.61152 | 0.58667
4283 | 0.70668 | 0.65727
4284 | 0.763 | 0.70011
4285 | 0.78035 | 0.71344
4286 | 0.75172 | 0.69192
4287 | 0.67096 | 0.63097
4288 | 0.54756 | 0.53849
4289 | 0.38938 | 0.41927
4290 | 0.22302 | 0.28909
4291 | 0.070664 | 0.15969
4292 | 0.0264 | 0.060206
4293 | 0 | 0
4294 | 0 | 0
4295 | 0 | 0
4296 | 0 | 0
4297 | 0 | 0
4298 | 0 | 0
4299 | 0 | 0
4300 | 0 | 0
4301 | 0.0136 | 0.0136
4302 | 0.06 | 0.11279
4303 | 0.18655 | 0.25603
4304 | 0.21489 | 0.22394
4305 | 0.1669 | 0.16709
4306 | 0.27961 | 0.27787
4307 | 0.5347 | 0.51604
4308 | 0.74216 | 0.68859
4309 | 0.5977 | 0.57268
4310 | 0.0616 | 0.0616
4311 | 0.056 | 0.056
4312 | 0.1096 | 0.1096
4313 | 0.1016 | 0.1016
4314 | 0.0256 | 0.0256
4315 | 0.0144 | 0.0144
4316 | 0.0048 | 0.0048
4317 | 0 | 0
4318 | 0 | 0
4319 | 0 | 0
4320 | 0 | 0
4321 | 0 | 0
4322 | 0 | 0
4323 | 0 | 0
4324 | 0 | 0
4325 | 0.0016 | 0.0016
4326 | 0.0416 | 0.047903
4327 | 0.0872 | 0.0872
4328 | 0.13026 | 0.13039
4329 | 0.22425 | 0.22459
4330 | 0.26124 | 0.26061
4331 | 0.26804 | 0.26703
4332 | 0.27299 | 0.27184
4333 | 0.31847 | 0.31654
4334 | 0.37269 | 0.3672
4335 | 0.32807 | 0.32597
4336 | 0.22484 | 0.22467
4337 | 0.16844 | 0.16874
4338 | 0.1491 | 0.15184
4339 | 0.083479 | 0.090254
4340 | 0.0272 | 0.035159
4341 | 0 | 0
4342 | 0 | 0
4343 | 0 | 0
4344 | 0 | 0
4345 | 0 | 0
4346 | 0 | 0
4347 | 0 | 0
4348 | 0 | 0
4349 | 0.0016 | 0.0016
4350 | 0.0312 | 0.0312
4351 | 0.0304 | 0.0304
4352 | 0.0968 | 0.0968
4353 | 0.1224 | 0.1224
4354 | 0.0856 | 0.0856
4355 | 0.13852 | 0.13838
4356 | 0.37111 | 0.36472
4357 | 0.29249 | 0.29101
4358 | 0.32114 | 0.31887
4359 | 0.41462 | 0.40633
4360 | 0.32592 | 0.32464
4361 | 0.29684 | 0.30412
4362 | 0.21717 | 0.25689
4363 | 0.090348 | 0.15697
4364 | 0.032 | 0.069224
4365 | 0.0008 | 0.0008
4366 | 0 | 0
4367 | 0 | 0
4368 | 0 | 0
4369 | 0 | 0
4370 | 0 | 0
4371 | 0 | 0
4372 | 0 | 0
4373 | 0.008 | 0.008
4374 | 0.0512 | 0.081926
4375 | 0.14657 | 0.18897
4376 | 0.15404 | 0.15583
4377 | 0.28925 | 0.29094
4378 | 0.21003 | 0.20942
4379 | 0.3408 | 0.33793
4380 | 0.41765 | 0.40926
4381 | 0.35145 | 0.3484
4382 | 0.22952 | 0.22868
4383 | 0.31723 | 0.3137
4384 | 0.54466 | 0.53658
4385 | 0.37844 | 0.39901
4386 | 0.20323 | 0.23647
4387 | 0.092133 | 0.13429
4388 | 0.0048 | 0.0048
4389 | 0 | 0
4390 | 0 | 0
4391 | 0 | 0
4392 | 0 | 0
4393 | 0 | 0
4394 | 0 | 0
4395 | 0 | 0
4396 | 0 | 0
4397 | 0.0048 | 0.0048
4398 | 0.0584 | 0.096217
4399 | 0.13748 | 0.22118
4400 | 0.30826 | 0.35911
4401 | 0.48017 | 0.49084
4402 | 0.63038 | 0.60214
4403 | 0.74347 | 0.68663
4404 | 0.8098 | 0.73559
4405 | 0.82477 | 0.74664
4406 | 0.78703 | 0.719
4407 | 0.69953 | 0.65423
4408 | 0.56821 | 0.55713
4409 | 0.40678 | 0.43561
4410 | 0.23092 | 0.2992
4411 | 0.071427 | 0.16361
4412 | 0.0264 | 0.060606
4413 | 0 | 0
4414 | 0 | 0
4415 | 0 | 0
4416 | 0 | 0
4417 | 0 | 0
4418 | 0 | 0
4419 | 0 | 0
4420 | 0 | 0
4421 | 0.0032 | 0.0032
4422 | 0.0312 | 0.0312
4423 | 0.0856 | 0.0856
4424 | 0.13012 | 0.13038
4425 | 0.15911 | 0.15916
4426 | 0.17615 | 0.17594
4427 | 0.22536 | 0.22469
4428 | 0.29574 | 0.29419
4429 | 0.22954 | 0.22869
4430 | 0.19375 | 0.19358
4431 | 0.1737 | 0.17358
4432 | 0.1 | 0.1
4433 | 0.0792 | 0.0792
4434 | 0.056 | 0.056
4435 | 0.0128 | 0.0128
4436 | 0.008 | 0.008
4437 | 0 | 0
4438 | 0 | 0
4439 | 0 | 0
4440 | 0 | 0
4441 | 0 | 0
4442 | 0 | 0
4443 | 0 | 0
4444 | 0 | 0
4445 | 0.004 | 0.004
4446 | 0.0504 | 0.074035
4447 | 0.13497 | 0.1739
4448 | 0.26025 | 0.28484
4449 | 0.43632 | 0.44343
4450 | 0.52199 | 0.50568
4451 | 0.63295 | 0.59649
4452 | 0.66857 | 0.62364
4453 | 0.67885 | 0.63243
4454 | 0.6494 | 0.6096
4455 | 0.53134 | 0.51047
4456 | 0.40755 | 0.40304
4457 | 0.3042 | 0.31064
4458 | 0.17496 | 0.18425
4459 | 0.085377 | 0.099684
4460 | 0.0256 | 0.041882
4461 | 0 | 0
4462 | 0 | 0
4463 | 0 | 0
4464 | 0 | 0
4465 | 0 | 0
4466 | 0 | 0
4467 | 0 | 0
4468 | 0 | 0
4469 | 0.0032 | 0.0032
4470 | 0.0352 | 0.084046
4471 | 0.13359 | 0.19862
4472 | 0.28135 | 0.31954
4473 | 0.42933 | 0.43662
4474 | 0.56152 | 0.54035
4475 | 0.65157 | 0.61113
4476 | 0.71026 | 0.65792
4477 | 0.72184 | 0.66747
4478 | 0.69156 | 0.64283
4479 | 0.61208 | 0.57946
4480 | 0.49865 | 0.4892
4481 | 0.36827 | 0.3891
4482 | 0.21925 | 0.27358
4483 | 0.079126 | 0.14887
4484 | 0.0304 | 0.054838
4485 | 0 | 0
4486 | 0 | 0
4487 | 0 | 0
4488 | 0 | 0
4489 | 0 | 0
4490 | 0 | 0
4491 | 0 | 0
4492 | 0 | 0
4493 | 0.0016 | 0.0016
4494 | 0.044 | 0.047939
4495 | 0.0848 | 0.0848
4496 | 0.17633 | 0.17822
4497 | 0.25072 | 0.25148
4498 | 0.38444 | 0.37939
4499 | 0.42233 | 0.41291
4500 | 0.49001 | 0.4739
4501 | 0.67499 | 0.63128
4502 | 0.66547 | 0.62203
4503 | 0.57221 | 0.54446
4504 | 0.50874 | 0.49877
4505 | 0.34774 | 0.36173
4506 | 0.23562 | 0.28885
4507 | 0.075705 | 0.16992
4508 | 0.0264 | 0.075852
4509 | 0.0008 | 0.0008
4510 | 0 | 0
4511 | 0 | 0
4512 | 0 | 0
4513 | 0 | 0
4514 | 0 | 0
4515 | 0 | 0
4516 | 0 | 0
4517 | 0.0008 | 0.0008
4518 | 0.0312 | 0.0312
4519 | 0.072 | 0.072
4520 | 0.1176 | 0.1176
4521 | 0.16228 | 0.16235
4522 | 0.19539 | 0.19513
4523 | 0.23272 | 0.23187
4524 | 0.2625 | 0.26147
4525 | 0.24982 | 0.24865
4526 | 0.249 | 0.24784
4527 | 0.2334 | 0.23267
4528 | 0.19608 | 0.19591
4529 | 0.16447 | 0.16474
4530 | 0.11535 | 0.11596
4531 | 0.069037 | 0.069588
4532 | 0.024 | 0.024
4533 | 0 | 0
4534 | 0 | 0
4535 | 0 | 0
4536 | 0 | 0
4537 | 0 | 0
4538 | 0 | 0
4539 | 0 | 0
4540 | 0 | 0
4541 | 0.0024 | 0.0024
4542 | 0.0352 | 0.0352
4543 | 0.10802 | 0.11497
4544 | 0.1582 | 0.15984
4545 | 0.26936 | 0.27041
4546 | 0.29122 | 0.2901
4547 | 0.33446 | 0.33155
4548 | 0.50394 | 0.48565
4549 | 0.52735 | 0.50617
4550 | 0.44721 | 0.43518
4551 | 0.60802 | 0.57771
4552 | 0.54698 | 0.5346
4553 | 0.30219 | 0.3088
4554 | 0.19415 | 0.21628
4555 | 0.093589 | 0.17579
4556 | 0.0232 | 0.071165
4557 | 0 | 0
4558 | 0 | 0
4559 | 0 | 0
4560 | 0 | 0
4561 | 0 | 0
4562 | 0 | 0
4563 | 0 | 0
4564 | 0 | 0
4565 | 0.0016 | 0.0016
4566 | 0.0448 | 0.090195
4567 | 0.13398 | 0.19169
4568 | 0.26374 | 0.29095
4569 | 0.43666 | 0.4415
4570 | 0.59246 | 0.56576
4571 | 0.72063 | 0.67174
4572 | 0.3047 | 0.2984
4573 | 0.50828 | 0.48792
4574 | 0.23671 | 0.23497
4575 | 0.35968 | 0.35423
4576 | 0.38286 | 0.37884
4577 | 0.30785 | 0.3163
4578 | 0.17155 | 0.18327
4579 | 0.097242 | 0.16021
4580 | 0.0256 | 0.071071
4581 | 0.0008 | 0.0008
4582 | 0 | 0
4583 | 0 | 0
4584 | 0 | 0
4585 | 0 | 0
4586 | 0 | 0
4587 | 0 | 0
4588 | 0 | 0
4589 | 0.0008 | 0.0008
4590 | 0.0416 | 0.048854
4591 | 0.16051 | 0.22585
4592 | 0.28225 | 0.31374
4593 | 0.38543 | 0.38815
4594 | 0.41334 | 0.40612
4595 | 0.50214 | 0.48359
4596 | 0.4492 | 0.43686
4597 | 0.40281 | 0.39506
4598 | 0.3945 | 0.38702
4599 | 0.30964 | 0.30766
4600 | 0.30755 | 0.30556
4601 | 0.17232 | 0.1727
4602 | 0.0848 | 0.0848
4603 | 0.08198 | 0.094133
4604 | 0.0248 | 0.026916
4605 | 0 | 0
4606 | 0 | 0
4607 | 0 | 0
4608 | 0 | 0
4609 | 0 | 0
4610 | 0 | 0
4611 | 0 | 0
4612 | 0 | 0
4613 | 0.0008 | 0.0008
4614 | 0.044 | 0.048054
4615 | 0.11162 | 0.11973
4616 | 0.20495 | 0.21064
4617 | 0.28877 | 0.28952
4618 | 0.35332 | 0.34946
4619 | 0.41954 | 0.41068
4620 | 0.46355 | 0.45128
4621 | 0.47829 | 0.46478
4622 | 0.462 | 0.44958
4623 | 0.41357 | 0.40494
4624 | 0.36137 | 0.35772
4625 | 0.28626 | 0.29018
4626 | 0.17191 | 0.18028
4627 | 0.080225 | 0.090181
4628 | 0.0248 | 0.033372
4629 | 0 | 0
4630 | 0 | 0
4631 | 0 | 0
4632 | 0 | 0
4633 | 0 | 0
4634 | 0 | 0
4635 | 0 | 0
4636 | 0 | 0
4637 | 0.0024 | 0.0024
4638 | 0.0296 | 0.082623
4639 | 0.12875 | 0.20078
4640 | 0.28846 | 0.33249
4641 | 0.45719 | 0.46189
4642 | 0.59981 | 0.56857
4643 | 0.70606 | 0.64847
4644 | 0.7686 | 0.69595
4645 | 0.7835 | 0.70782
4646 | 0.74888 | 0.68093
4647 | 0.67454 | 0.62542
4648 | 0.55605 | 0.53758
4649 | 0.39946 | 0.42071
4650 | 0.22893 | 0.28977
4651 | 0.070574 | 0.15808
4652 | 0.024 | 0.058716
4653 | 0 | 0
4654 | 0 | 0
4655 | 0 | 0
4656 | 0 | 0
4657 | 0 | 0
4658 | 0 | 0
4659 | 0 | 0
4660 | 0 | 0
4661 | 0.0016 | 0.0016
4662 | 0.0312 | 0.078003
4663 | 0.12681 | 0.19144
4664 | 0.2804 | 0.32007
4665 | 0.43925 | 0.44332
4666 | 0.57984 | 0.55084
4667 | 0.6861 | 0.63232
4668 | 0.74637 | 0.67907
4669 | 0.7607 | 0.69017
4670 | 0.72703 | 0.66405
4671 | 0.64651 | 0.60233
4672 | 0.53392 | 0.51671
4673 | 0.38689 | 0.40597
4674 | 0.22279 | 0.2781
4675 | 0.073027 | 0.15027
4676 | 0.028 | 0.053287
4677 | 0 | 0
4678 | 0 | 0
4679 | 0 | 0
4680 | 0 | 0
4681 | 0 | 0
4682 | 0 | 0
4683 | 0 | 0
4684 | 0 | 0
4685 | 0.0008 | 0.0008
4686 | 0.0448 | 0.053947
4687 | 0.12464 | 0.14105
4688 | 0.24768 | 0.26981
4689 | 0.39691 | 0.39937
4690 | 0.54098 | 0.51691
4691 | 0.6237 | 0.58304
4692 | 0.58135 | 0.54986
4693 | 0.59722 | 0.56418
4694 | 0.52712 | 0.50436
4695 | 0.46199 | 0.44627
4696 | 0.42768 | 0.41931
4697 | 0.32344 | 0.33329
4698 | 0.19099 | 0.21601
4699 | 0.082992 | 0.11528
4700 | 0.0224 | 0.036889
4701 | 0 | 0
4702 | 0 | 0
4703 | 0 | 0
4704 | 0 | 0
4705 | 0 | 0
4706 | 0 | 0
4707 | 0 | 0
4708 | 0 | 0
4709 | 0.0024 | 0.0024
4710 | 0.0392 | 0.044224
4711 | 0.11841 | 0.13698
4712 | 0.19518 | 0.20029
4713 | 0.25035 | 0.25064
4714 | 0.26017 | 0.25892
4715 | 0.4323 | 0.41987
4716 | 0.43409 | 0.42265
4717 | 0.44092 | 0.42905
4718 | 0.38252 | 0.37509
4719 | 0.4551 | 0.44001
4720 | 0.47403 | 0.46217
4721 | 0.38282 | 0.39651
4722 | 0.20486 | 0.23414
4723 | 0.10422 | 0.17053
4724 | 0.0224 | 0.063066
4725 | 0 | 0
4726 | 0 | 0
4727 | 0 | 0
4728 | 0 | 0
4729 | 0 | 0
4730 | 0 | 0
4731 | 0 | 0
4732 | 0 | 0
4733 | 0.0008 | 0.0008
4734 | 0.0424 | 0.059257
4735 | 0.13861 | 0.2019
4736 | 0.289 | 0.32645
4737 | 0.40783 | 0.40953
4738 | 0.69805 | 0.66468
4739 | 0.726 | 0.66341
4740 | 0.76805 | 0.70103
4741 | 0.34696 | 0.34092
4742 | 0.25963 | 0.25823
4743 | 0.17453 | 0.17438
4744 | 0.1224 | 0.1224
4745 | 0.20376 | 0.20454
4746 | 0.15451 | 0.15966
4747 | 0.080866 | 0.090193
4748 | 0.004 | 0.004
4749 | 0 | 0
4750 | 0 | 0
4751 | 0 | 0
4752 | 0 | 0
4753 | 0 | 0
4754 | 0 | 0
4755 | 0 | 0
4756 | 0 | 0
4757 | 0.0008 | 0.0008
4758 | 0.044 | 0.055111
4759 | 0.1186 | 0.15712
4760 | 0.24473 | 0.26433
4761 | 0.35708 | 0.35813
4762 | 0.48083 | 0.46347
4763 | 0.58951 | 0.55079
4764 | 0.63655 | 0.58983
4765 | 0.64529 | 0.59705
4766 | 0.63092 | 0.58492
4767 | 0.55375 | 0.52154
4768 | 0.45683 | 0.4441
4769 | 0.32285 | 0.3309
4770 | 0.20374 | 0.23774
4771 | 0.076032 | 0.12218
4772 | 0.0248 | 0.042247
4773 | 0 | 0
4774 | 0 | 0
4775 | 0 | 0
4776 | 0 | 0
4777 | 0 | 0
4778 | 0 | 0
4779 | 0 | 0
4780 | 0 | 0
4781 | 0.0008 | 0.0008
4782 | 0.0296 | 0.073565
4783 | 0.12011 | 0.1835
4784 | 0.27886 | 0.31604
4785 | 0.44566 | 0.44545
4786 | 0.59189 | 0.55757
4787 | 0.70303 | 0.64136
4788 | 0.76082 | 0.68502
4789 | 0.77785 | 0.69765
4790 | 0.7386 | 0.6677
4791 | 0.65513 | 0.60445
4792 | 0.53137 | 0.50964
4793 | 0.37681 | 0.39046
4794 | 0.21512 | 0.25943
4795 | 0.071994 | 0.13305
4796 | 0.0248 | 0.042827
4797 | 0 | 0
4798 | 0 | 0
4799 | 0 | 0
4800 | 0 | 0
4801 | 0 | 0
4802 | 0 | 0
4803 | 0 | 0
4804 | 0 | 0
4805 | 0.0008 | 0.0008
4806 | 0.0376 | 0.041099
4807 | 0.10151 | 0.10779
4808 | 0.19408 | 0.1987
4809 | 0.29183 | 0.29167
4810 | 0.35756 | 0.35163
4811 | 0.39798 | 0.38834
4812 | 0.44607 | 0.43384
4813 | 0.45433 | 0.44007
4814 | 0.40371 | 0.39409
4815 | 0.34912 | 0.34312
4816 | 0.30605 | 0.30319
4817 | 0.24269 | 0.24424
4818 | 0.16347 | 0.16996
4819 | 0.075926 | 0.090872
4820 | 0.0104 | 0.0104
4821 | 0 | 0
4822 | 0 | 0
4823 | 0 | 0
4824 | 0 | 0
4825 | 0 | 0
4826 | 0 | 0
4827 | 0 | 0
4828 | 0 | 0
4829 | 0.0008 | 0.0008
4830 | 0.028 | 0.028
4831 | 0.0664 | 0.0664
4832 | 0.12068 | 0.12079
4833 | 0.16955 | 0.16953
4834 | 0.22851 | 0.22788
4835 | 0.25141 | 0.25025
4836 | 0.33058 | 0.32768
4837 | 0.3467 | 0.34279
4838 | 0.33385 | 0.33086
4839 | 0.26676 | 0.26541
4840 | 0.21955 | 0.21907
4841 | 0.13916 | 0.13919
4842 | 0.096 | 0.096
4843 | 0.0496 | 0.0496
4844 | 0.0032 | 0.0032
4845 | 0 | 0
4846 | 0 | 0
4847 | 0 | 0
4848 | 0 | 0
4849 | 0 | 0
4850 | 0 | 0
4851 | 0 | 0
4852 | 0 | 0
4853 | 0.0008 | 0.0008
4854 | 0.0272 | 0.077333
4855 | 0.11944 | 0.19279
4856 | 0.28878 | 0.32915
4857 | 0.46485 | 0.46244
4858 | 0.61722 | 0.57532
4859 | 0.73143 | 0.65983
4860 | 0.80486 | 0.71429
4861 | 0.82202 | 0.72771
4862 | 0.7879 | 0.70242
4863 | 0.70497 | 0.64078
4864 | 0.57441 | 0.54604
4865 | 0.41163 | 0.42452
4866 | 0.23244 | 0.2897
4867 | 0.10238 | 0.15327
4868 | 0.0208 | 0.0208
4869 | 0 | 0
4870 | 0 | 0
4871 | 0 | 0
4872 | 0 | 0
4873 | 0 | 0
4874 | 0 | 0
4875 | 0 | 0
4876 | 0 | 0
4877 | 0 | 0
4878 | 0.0224 | 0.0224
4879 | 0.0616 | 0.0616
4880 | 0.1072 | 0.1072
4881 | 0.16397 | 0.16394
4882 | 0.20278 | 0.20231
4883 | 0.21918 | 0.21829
4884 | 0.24193 | 0.24067
4885 | 0.24607 | 0.24465
4886 | 0.25577 | 0.25423
4887 | 0.23381 | 0.23264
4888 | 0.19466 | 0.19431
4889 | 0.14553 | 0.14558
4890 | 0.0904 | 0.0904
4891 | 0.0392 | 0.0392
4892 | 0.0032 | 0.0032
4893 | 0 | 0
4894 | 0 | 0
4895 | 0 | 0
4896 | 0 | 0
4897 | 0 | 0
4898 | 0 | 0
4899 | 0 | 0
4900 | 0 | 0
4901 | 0 | 0
4902 | 0.0328 | 0.033718
4903 | 0.094659 | 0.098278
4904 | 0.17665 | 0.17965
4905 | 0.26371 | 0.26322
4906 | 0.3592 | 0.35237
4907 | 0.40671 | 0.39635
4908 | 0.43887 | 0.42495
4909 | 0.47994 | 0.4613
4910 | 0.45382 | 0.43923
4911 | 0.40549 | 0.39362
4912 | 0.35753 | 0.35132
4913 | 0.23993 | 0.24102
4914 | 0.15903 | 0.16665
4915 | 0.061039 | 0.061588
4916 | 0.0032 | 0.0032
4917 | 0 | 0
4918 | 0 | 0
4919 | 0 | 0
4920 | 0 | 0
4921 | 0 | 0
4922 | 0 | 0
4923 | 0 | 0
4924 | 0 | 0
4925 | 0 | 0
4926 | 0.0056 | 0.0056
4927 | 0.04 | 0.04
4928 | 0.0272 | 0.0272
4929 | 0.0424 | 0.0424
4930 | 0.27812 | 0.27458
4931 | 0.12267 | 0.12236
4932 | 0.54948 | 0.49971
4933 | 0.91958 | 0.82669
4934 | 0.76216 | 0.68991
4935 | 0.34218 | 0.33506
4936 | 0.1442 | 0.14394
4937 | 0.1851 | 0.18542
4938 | 0.16109 | 0.17052
4939 | 0.079409 | 0.11756
4940 | 0.0352 | 0.0352
4941 | 0 | 0
4942 | 0 | 0
4943 | 0 | 0
4944 | 0 | 0
4945 | 0 | 0
4946 | 0 | 0
4947 | 0 | 0
4948 | 0 | 0
4949 | 0 | 0
4950 | 0.0264 | 0.066912
4951 | 0.11243 | 0.17627
4952 | 0.27704 | 0.31038
4953 | 0.45147 | 0.44443
4954 | 0.59975 | 0.55501
4955 | 0.71604 | 0.64264
4956 | 0.78523 | 0.694
4957 | 0.80099 | 0.70588
4958 | 0.76475 | 0.67902
4959 | 0.67392 | 0.61114
4960 | 0.54807 | 0.51711
4961 | 0.38641 | 0.3948
4962 | 0.21517 | 0.25994
4963 | 0.088861 | 0.12872
4964 | 0.012 | 0.012
4965 | 0 | 0
4966 | 0 | 0
4967 | 0 | 0
4968 | 0 | 0
4969 | 0 | 0
4970 | 0 | 0
4971 | 0 | 0
4972 | 0 | 0
4973 | 0 | 0
4974 | 0.0056 | 0.0056
4975 | 0.11469 | 0.13144
4976 | 0.17781 | 0.18119
4977 | 0.25302 | 0.25213
4978 | 0.42143 | 0.40733
4979 | 0.42009 | 0.40556
4980 | 0.33313 | 0.32921
4981 | 0.21428 | 0.21353
4982 | 0.22015 | 0.21909
4983 | 0.31583 | 0.30963
4984 | 0.46429 | 0.44658
4985 | 0.24597 | 0.24719
4986 | 0.16576 | 0.17307
4987 | 0.071468 | 0.091562
4988 | 0.0048 | 0.0048
4989 | 0 | 0
4990 | 0 | 0
4991 | 0 | 0
4992 | 0 | 0
4993 | 0 | 0
4994 | 0 | 0
4995 | 0 | 0
4996 | 0 | 0
4997 | 0 | 0
4998 | 0.0264 | 0.061655
4999 | 0.10926 | 0.16224
5000 | 0.26488 | 0.29328
5001 | 0.42724 | 0.41961
5002 | 0.57095 | 0.52947
5003 | 0.67525 | 0.60947
5004 | 0.74544 | 0.66315
5005 | 0.75748 | 0.67273
5006 | 0.7198 | 0.64434
5007 | 0.63826 | 0.58106
5008 | 0.52188 | 0.49157
5009 | 0.37451 | 0.37925
5010 | 0.21044 | 0.25213
5011 | 0.084998 | 0.12629
5012 | 0.0136 | 0.0136
5013 | 0 | 0
5014 | 0 | 0
5015 | 0 | 0
5016 | 0 | 0
5017 | 0 | 0
5018 | 0 | 0
5019 | 0 | 0
5020 | 0 | 0
5021 | 0.0008 | 0.0008
5022 | 0.0264 | 0.072894
5023 | 0.1283 | 0.19609
5024 | 0.28961 | 0.31518
5025 | 0.29767 | 0.29531
5026 | 0.29968 | 0.29533
5027 | 0.26148 | 0.25982
5028 | 0.26388 | 0.26224
5029 | 0.21543 | 0.21518
5030 | 0.23299 | 0.23189
5031 | 0.27451 | 0.27257
5032 | 0.2719 | 0.26806
5033 | 0.33351 | 0.3358
5034 | 0.15673 | 0.16573
5035 | 0.048 | 0.048
5036 | 0.0024 | 0.0024
5037 | 0 | 0
5038 | 0 | 0
5039 | 0 | 0
5040 | 0 | 0
5041 | 0 | 0
5042 | 0 | 0
5043 | 0 | 0
5044 | 0 | 0
5045 | 0 | 0
5046 | 0.0168 | 0.0168
5047 | 0.0528 | 0.0528
5048 | 0.1056 | 0.1056
5049 | 0.16885 | 0.16874
5050 | 0.22243 | 0.22145
5051 | 0.26581 | 0.26378
5052 | 0.2797 | 0.27738
5053 | 0.27356 | 0.27184
5054 | 0.24216 | 0.24065
5055 | 0.22181 | 0.22067
5056 | 0.17466 | 0.17434
5057 | 0.13038 | 0.13039
5058 | 0.0816 | 0.0816
5059 | 0.0376 | 0.0376
5060 | 0.0024 | 0.0024
5061 | 0 | 0
5062 | 0 | 0
5063 | 0 | 0
5064 | 0 | 0
5065 | 0 | 0
5066 | 0 | 0
5067 | 0 | 0
5068 | 0 | 0
5069 | 0 | 0
5070 | 0.0224 | 0.0224
5071 | 0.072 | 0.072
5072 | 0.13771 | 0.13831
5073 | 0.20425 | 0.20381
5074 | 0.26714 | 0.26534
5075 | 0.29177 | 0.28934
5076 | 0.30639 | 0.30376
5077 | 0.28183 | 0.27982
5078 | 0.27647 | 0.27418
5079 | 0.23802 | 0.23664
5080 | 0.19644 | 0.1959
5081 | 0.14076 | 0.14078
5082 | 0.0832 | 0.0832
5083 | 0.0424 | 0.0424
5084 | 0.0024 | 0.0024
5085 | 0 | 0
5086 | 0 | 0
5087 | 0 | 0
5088 | 0 | 0
5089 | 0 | 0
5090 | 0 | 0
5091 | 0 | 0
5092 | 0 | 0
5093 | 0 | 0
5094 | 0.0312 | 0.0639
5095 | 0.11851 | 0.16404
5096 | 0.30745 | 0.33521
5097 | 0.44629 | 0.43275
5098 | 0.58509 | 0.53642
5099 | 0.73418 | 0.66139
5100 | 0.33995 | 0.33208
5101 | 0.33124 | 0.32768
5102 | 0.34135 | 0.33721
5103 | 0.30454 | 0.30124
5104 | 0.2649 | 0.26284
5105 | 0.20438 | 0.20448
5106 | 0.13159 | 0.13419
5107 | 0.058333 | 0.062315
5108 | 0.0072 | 0.0072
5109 | 0 | 0
5110 | 0 | 0
5111 | 0 | 0
5112 | 0 | 0
5113 | 0 | 0
5114 | 0 | 0
5115 | 0 | 0
5116 | 0 | 0
5117 | 0 | 0
5118 | 0.024 | 0.036981
5119 | 0.0136 | 0.0136
5120 | 0.0648 | 0.0648
5121 | 0.15204 | 0.15198
5122 | 0.21269 | 0.21189
5123 | 0.29291 | 0.29012
5124 | 0.38493 | 0.37424
5125 | 0.4597 | 0.43986
5126 | 0.51574 | 0.48431
5127 | 0.43167 | 0.41499
5128 | 0.30609 | 0.30071
5129 | 0.19664 | 0.19661
5130 | 0.14162 | 0.14679
5131 | 0.067485 | 0.087575
5132 | 0.0136 | 0.0136
5133 | 0 | 0
5134 | 0 | 0
5135 | 0 | 0
5136 | 0 | 0
5137 | 0 | 0
5138 | 0 | 0
5139 | 0 | 0
5140 | 0 | 0
5141 | 0 | 0
5142 | 0.0128 | 0.0128
5143 | 0.0648 | 0.0648
5144 | 0.16482 | 0.16759
5145 | 0.27177 | 0.26963
5146 | 0.3003 | 0.29534
5147 | 0.31258 | 0.30839
5148 | 0.20636 | 0.20553
5149 | 0.20266 | 0.20238
5150 | 0.13384 | 0.13358
5151 | 0.27444 | 0.27171
5152 | 0.27763 | 0.27378
5153 | 0.22677 | 0.22656
5154 | 0.20126 | 0.22675
5155 | 0.094258 | 0.13669
5156 | 0.0192 | 0.0192
5157 | 0 | 0
5158 | 0 | 0
5159 | 0 | 0
5160 | 0 | 0
5161 | 0 | 0
5162 | 0 | 0
5163 | 0 | 0
5164 | 0 | 0
5165 | 0 | 0
5166 | 0.0256 | 0.02897
5167 | 0.090423 | 0.097357
5168 | 0.17616 | 0.17876
5169 | 0.2394 | 0.23796
5170 | 0.30517 | 0.30017
5171 | 0.37249 | 0.36132
5172 | 0.43575 | 0.41851
5173 | 0.45894 | 0.44087
5174 | 0.45412 | 0.43335
5175 | 0.36204 | 0.35262
5176 | 0.29223 | 0.28722
5177 | 0.20941 | 0.20922
5178 | 0.12486 | 0.12628
5179 | 0.054684 | 0.057539
5180 | 0.0016 | 0.0016
5181 | 0 | 0
5182 | 0 | 0
5183 | 0 | 0
5184 | 0 | 0
5185 | 0 | 0
5186 | 0 | 0
5187 | 0 | 0
5188 | 0 | 0
5189 | 0 | 0
5190 | 0.0288 | 0.041497
5191 | 0.10073 | 0.11394
5192 | 0.21695 | 0.22569
5193 | 0.21755 | 0.2165
5194 | 0.32977 | 0.32137
5195 | 0.30396 | 0.30047
5196 | 0.37782 | 0.36709
5197 | 0.28735 | 0.28457
5198 | 0.39707 | 0.38362
5199 | 0.29963 | 0.29559
5200 | 0.40229 | 0.38639
5201 | 0.38889 | 0.38594
5202 | 0.24098 | 0.28058
5203 | 0.083104 | 0.12864
5204 | 0.0192 | 0.0192
5205 | 0 | 0
5206 | 0 | 0
5207 | 0 | 0
5208 | 0 | 0
5209 | 0 | 0
5210 | 0 | 0
5211 | 0 | 0
5212 | 0 | 0
5213 | 0 | 0
5214 | 0.02 | 0.02
5215 | 0.072078 | 0.072776
5216 | 0.13071 | 0.13113
5217 | 0.21418 | 0.21338
5218 | 0.2536 | 0.25178
5219 | 0.30886 | 0.30439
5220 | 0.32681 | 0.32287
5221 | 0.29447 | 0.29178
5222 | 0.26156 | 0.25985
5223 | 0.22671 | 0.22548
5224 | 0.18284 | 0.18233
5225 | 0.14719 | 0.14715
5226 | 0.099048 | 0.099188
5227 | 0.0376 | 0.0376
5228 | 0.0016 | 0.0016
5229 | 0 | 0
5230 | 0 | 0
5231 | 0 | 0
5232 | 0 | 0
5233 | 0 | 0
5234 | 0 | 0
5235 | 0 | 0
5236 | 0 | 0
5237 | 0 | 0
5238 | 0.0112 | 0.0112
5239 | 0.088298 | 0.10037
5240 | 0.23559 | 0.24606
5241 | 0.48008 | 0.45954
5242 | 0.65068 | 0.58873
5243 | 0.63673 | 0.57172
5244 | 0.66965 | 0.59903
5245 | 0.40697 | 0.39156
5246 | 0.17413 | 0.17355
5247 | 0.13063 | 0.13038
5248 | 0.04 | 0.04
5249 | 0.0368 | 0.0368
5250 | 0.0264 | 0.0264
5251 | 0.0112 | 0.0112
5252 | 0.0016 | 0.0016
5253 | 0 | 0
5254 | 0 | 0
5255 | 0 | 0
5256 | 0 | 0
5257 | 0 | 0
5258 | 0 | 0
5259 | 0 | 0
5260 | 0 | 0
5261 | 0 | 0
5262 | 0.0064 | 0.0064
5263 | 0.065253 | 0.065588
5264 | 0.12445 | 0.12474
5265 | 0.2119 | 0.21099
5266 | 0.26043 | 0.25814
5267 | 0.32251 | 0.318
5268 | 0.36677 | 0.35767
5269 | 0.38598 | 0.37428
5270 | 0.33393 | 0.32921
5271 | 0.31538 | 0.30899
5272 | 0.23174 | 0.23019
5273 | 0.17288 | 0.17268
5274 | 0.096506 | 0.096776
5275 | 0.0328 | 0.0328
5276 | 0.0016 | 0.0016
5277 | 0 | 0
5278 | 0 | 0
5279 | 0 | 0
5280 | 0 | 0
5281 | 0 | 0
5282 | 0 | 0
5283 | 0 | 0
5284 | 0 | 0
5285 | 0 | 0
5286 | 0.0184 | 0.0184
5287 | 0.12351 | 0.15641
5288 | 0.2762 | 0.29365
5289 | 0.45691 | 0.42928
5290 | 0.60831 | 0.54059
5291 | 0.71476 | 0.63291
5292 | 0.35165 | 0.34074
5293 | 0.36665 | 0.35771
5294 | 0.34527 | 0.33867
5295 | 0.3123 | 0.30668
5296 | 0.26246 | 0.25871
5297 | 0.19302 | 0.19253
5298 | 0.11433 | 0.11513
5299 | 0.047604 | 0.048776
5300 | 0.0008 | 0.0008
5301 | 0 | 0
5302 | 0 | 0
5303 | 0 | 0
5304 | 0 | 0
5305 | 0 | 0
5306 | 0 | 0
5307 | 0 | 0
5308 | 0 | 0
5309 | 0 | 0
5310 | 0.0208 | 0.0208
5311 | 0.11754 | 0.14925
5312 | 0.29592 | 0.31284
5313 | 0.48145 | 0.4514
5314 | 0.66343 | 0.59242
5315 | 0.70844 | 0.62581
5316 | 0.28731 | 0.28199
5317 | 0.37448 | 0.36314
5318 | 0.33604 | 0.32991
5319 | 0.43559 | 0.41227
5320 | 0.30509 | 0.29743
5321 | 0.23435 | 0.23288
5322 | 0.16806 | 0.18185
5323 | 0.059555 | 0.092132
5324 | 0.0128 | 0.0128
5325 | 0 | 0
5326 | 0 | 0
5327 | 0 | 0
5328 | 0 | 0
5329 | 0 | 0
5330 | 0 | 0
5331 | 0 | 0
5332 | 0 | 0
5333 | 0 | 0
5334 | 0.0128 | 0.0128
5335 | 0.097467 | 0.11921
5336 | 0.23537 | 0.24546
5337 | 0.38885 | 0.3679
5338 | 0.53245 | 0.4819
5339 | 0.65017 | 0.57275
5340 | 0.67184 | 0.59324
5341 | 0.67989 | 0.59787
5342 | 0.63416 | 0.56155
5343 | 0.56407 | 0.50785
5344 | 0.43906 | 0.4074
5345 | 0.3072 | 0.30139
5346 | 0.17195 | 0.18728
5347 | 0.050862 | 0.080563
5348 | 0.0016 | 0.0016
5349 | 0 | 0
5350 | 0 | 0
5351 | 0 | 0
5352 | 0 | 0
5353 | 0 | 0
5354 | 0 | 0
5355 | 0 | 0
5356 | 0 | 0
5357 | 0 | 0
5358 | 0.0136 | 0.0136
5359 | 0.10811 | 0.1327
5360 | 0.25352 | 0.26399
5361 | 0.42763 | 0.39891
5362 | 0.58644 | 0.51795
5363 | 0.69853 | 0.60171
5364 | 0.76793 | 0.65387
5365 | 0.784 | 0.66572
5366 | 0.75302 | 0.64192
5367 | 0.66853 | 0.57866
5368 | 0.53324 | 0.47839
5369 | 0.37069 | 0.35685
5370 | 0.19162 | 0.21887
5371 | 0.044354 | 0.094272
5372 | 0.0032 | 0.0032
5373 | 0 | 0
5374 | 0 | 0
5375 | 0 | 0
5376 | 0 | 0
5377 | 0 | 0
5378 | 0 | 0
5379 | 0 | 0
5380 | 0 | 0
5381 | 0 | 0
5382 | 0.0128 | 0.0128
5383 | 0.1048 | 0.12792
5384 | 0.24608 | 0.25468
5385 | 0.40548 | 0.37867
5386 | 0.54903 | 0.48937
5387 | 0.65646 | 0.57168
5388 | 0.7178 | 0.62003
5389 | 0.73944 | 0.63573
5390 | 0.7 | 0.60573
5391 | 0.62372 | 0.54622
5392 | 0.49707 | 0.44898
5393 | 0.34715 | 0.33433
5394 | 0.18275 | 0.20567
5395 | 0.044561 | 0.083476
5396 | 0.0016 | 0.0016
5397 | 0 | 0
5398 | 0 | 0
5399 | 0 | 0
5400 | 0 | 0
5401 | 0 | 0
5402 | 0 | 0
5403 | 0 | 0
5404 | 0 | 0
5405 | 0 | 0
5406 | 0.012 | 0.012
5407 | 0.10589 | 0.12874
5408 | 0.24988 | 0.25849
5409 | 0.42201 | 0.39099
5410 | 0.5742 | 0.50547
5411 | 0.69426 | 0.59466
5412 | 0.76345 | 0.6468
5413 | 0.78508 | 0.66252
5414 | 0.74493 | 0.63252
5415 | 0.66008 | 0.56925
5416 | 0.52625 | 0.46977
5417 | 0.36271 | 0.34743
5418 | 0.18566 | 0.21026
5419 | 0.040981 | 0.08703
5420 | 0.0016 | 0.0016
5421 | 0 | 0
5422 | 0 | 0
5423 | 0 | 0
5424 | 0 | 0
5425 | 0 | 0
5426 | 0 | 0
5427 | 0 | 0
5428 | 0 | 0
5429 | 0 | 0
5430 | 0.0072 | 0.0072
5431 | 0.070091 | 0.074242
5432 | 0.15175 | 0.1525
5433 | 0.24295 | 0.23945
5434 | 0.31529 | 0.30639
5435 | 0.37909 | 0.36622
5436 | 0.41998 | 0.40192
5437 | 0.41098 | 0.39316
5438 | 0.37046 | 0.3566
5439 | 0.37385 | 0.35877
5440 | 0.32381 | 0.31148
5441 | 0.21591 | 0.21382
5442 | 0.11332 | 0.11501
5443 | 0.0384 | 0.0384
5444 | 0.0008 | 0.0008
5445 | 0 | 0
5446 | 0 | 0
5447 | 0 | 0
5448 | 0 | 0
5449 | 0 | 0
5450 | 0 | 0
5451 | 0 | 0
5452 | 0 | 0
5453 | 0 | 0
5454 | 0.008 | 0.008
5455 | 0.070687 | 0.075806
5456 | 0.14885 | 0.14932
5457 | 0.21332 | 0.21085
5458 | 0.2381 | 0.23579
5459 | 0.31076 | 0.30605
5460 | 0.25189 | 0.24943
5461 | 0.30028 | 0.29654
5462 | 0.3312 | 0.32517
5463 | 0.27913 | 0.27573
5464 | 0.24018 | 0.23731
5465 | 0.23017 | 0.22723
5466 | 0.13113 | 0.1362
5467 | 0.058684 | 0.086366
5468 | 0.0032 | 0.0032
5469 | 0 | 0
5470 | 0 | 0
5471 | 0 | 0
5472 | 0 | 0
5473 | 0 | 0
5474 | 0 | 0
5475 | 0 | 0
5476 | 0 | 0
5477 | 0 | 0
5478 | 0.0096 | 0.0096
5479 | 0.06435 | 0.067091
5480 | 0.0896 | 0.0896
5481 | 0.124 | 0.124
5482 | 0.14573 | 0.14559
5483 | 0.21019 | 0.20869
5484 | 0.39223 | 0.37396
5485 | 0.26876 | 0.26623
5486 | 0.26005 | 0.25742
5487 | 0.29862 | 0.29231
5488 | 0.28674 | 0.27748
5489 | 0.27456 | 0.26616
5490 | 0.1674 | 0.18151
5491 | 0.049032 | 0.089921
5492 | 0.0048 | 0.0048
5493 | 0 | 0
5494 | 0 | 0
5495 | 0 | 0
5496 | 0 | 0
5497 | 0 | 0
5498 | 0 | 0
5499 | 0 | 0
5500 | 0 | 0
5501 | 0 | 0
5502 | 0.0088 | 0.0088
5503 | 0.10559 | 0.1279
5504 | 0.26106 | 0.26454
5505 | 0.44264 | 0.40092
5506 | 0.60004 | 0.51693
5507 | 0.7188 | 0.60377
5508 | 0.79065 | 0.65667
5509 | 0.80664 | 0.66852
5510 | 0.76917 | 0.64085
5511 | 0.67791 | 0.57372
5512 | 0.54307 | 0.47504
5513 | 0.36846 | 0.3457
5514 | 0.18699 | 0.20856
5515 | 0.035367 | 0.085137
5516 | 0.0008 | 0.0008
5517 | 0 | 0
5518 | 0 | 0
5519 | 0 | 0
5520 | 0 | 0
5521 | 0 | 0
5522 | 0 | 0
5523 | 0 | 0
5524 | 0 | 0
5525 | 0 | 0
5526 | 0.0128 | 0.0128
5527 | 0.112 | 0.13584
5528 | 0.28792 | 0.29078
5529 | 0.44089 | 0.39795
5530 | 0.56419 | 0.49254
5531 | 0.78922 | 0.68636
5532 | 0.5229 | 0.48042
5533 | 0.3588 | 0.3464
5534 | 0.25837 | 0.25583
5535 | 0.23317 | 0.23104
5536 | 0.20392 | 0.20224
5537 | 0.1719 | 0.17103
5538 | 0.11737 | 0.11971
5539 | 0.038247 | 0.04307
5540 | 0 | 0
5541 | 0 | 0
5542 | 0 | 0
5543 | 0 | 0
5544 | 0 | 0
5545 | 0 | 0
5546 | 0 | 0
5547 | 0 | 0
5548 | 0 | 0
5549 | 0 | 0
5550 | 0.0064 | 0.0064
5551 | 0.086459 | 0.10408
5552 | 0.223 | 0.22269
5553 | 0.37232 | 0.34294
5554 | 0.49672 | 0.44113
5555 | 0.58149 | 0.51034
5556 | 0.63778 | 0.55208
5557 | 0.64819 | 0.56085
5558 | 0.63526 | 0.54784
5559 | 0.55293 | 0.48636
5560 | 0.44378 | 0.3991
5561 | 0.30801 | 0.29228
5562 | 0.15716 | 0.16876
5563 | 0.035284 | 0.065772
5564 | 0 | 0
5565 | 0 | 0
5566 | 0 | 0
5567 | 0 | 0
5568 | 0 | 0
5569 | 0 | 0
5570 | 0 | 0
5571 | 0 | 0
5572 | 0 | 0
5573 | 0 | 0
5574 | 0.0056 | 0.0056
5575 | 0.09094 | 0.10577
5576 | 0.22613 | 0.22496
5577 | 0.37387 | 0.34288
5578 | 0.50992 | 0.44881
5579 | 0.60836 | 0.52737
5580 | 0.67174 | 0.57298
5581 | 0.68395 | 0.5833
5582 | 0.64891 | 0.55474
5583 | 0.56636 | 0.49405
5584 | 0.45448 | 0.40444
5585 | 0.30723 | 0.29065
5586 | 0.15701 | 0.1687
5587 | 0.032147 | 0.064257
5588 | 0 | 0
5589 | 0 | 0
5590 | 0 | 0
5591 | 0 | 0
5592 | 0 | 0
5593 | 0 | 0
5594 | 0 | 0
5595 | 0 | 0
5596 | 0 | 0
5597 | 0 | 0
5598 | 0.0016 | 0.0016
5599 | 0.053812 | 0.054376
5600 | 0.11119 | 0.11114
5601 | 0.16979 | 0.16868
5602 | 0.21809 | 0.21583
5603 | 0.25138 | 0.24862
5604 | 0.28147 | 0.27734
5605 | 0.29069 | 0.28612
5606 | 0.27097 | 0.26694
5607 | 0.24422 | 0.24141
5608 | 0.1985 | 0.19664
5609 | 0.14046 | 0.13991
5610 | 0.082309 | 0.082388
5611 | 0.0296 | 0.0296
5612 | 0 | 0
5613 | 0 | 0
5614 | 0 | 0
5615 | 0 | 0
5616 | 0 | 0
5617 | 0 | 0
5618 | 0 | 0
5619 | 0 | 0
5620 | 0 | 0
5621 | 0 | 0
5622 | 0.0032 | 0.0032
5623 | 0.0264 | 0.0264
5624 | 0.064 | 0.064
5625 | 0.104 | 0.104
5626 | 0.19257 | 0.19109
5627 | 0.1088 | 0.1088
5628 | 0.3596 | 0.34384
5629 | 0.25305 | 0.25023
5630 | 0.3156 | 0.30408
5631 | 0.55923 | 0.49141
5632 | 0.46064 | 0.40762
5633 | 0.25872 | 0.24802
5634 | 0.18741 | 0.19895
5635 | 0.028595 | 0.058601
5636 | 0 | 0
5637 | 0 | 0
5638 | 0 | 0
5639 | 0 | 0
5640 | 0 | 0
5641 | 0 | 0
5642 | 0 | 0
5643 | 0 | 0
5644 | 0 | 0
5645 | 0 | 0
5646 | 0.0048 | 0.0048
5647 | 0.090757 | 0.10418
5648 | 0.22426 | 0.21927
5649 | 0.36535 | 0.33192
5650 | 0.50991 | 0.44233
5651 | 0.62944 | 0.534
5652 | 0.68664 | 0.58002
5653 | 0.70667 | 0.59416
5654 | 0.6525 | 0.55484
5655 | 0.57532 | 0.49296
5656 | 0.46773 | 0.40799
5657 | 0.30823 | 0.28654
5658 | 0.15395 | 0.16463
5659 | 0.027004 | 0.059819
5660 | 0 | 0
5661 | 0 | 0
5662 | 0 | 0
5663 | 0 | 0
5664 | 0 | 0
5665 | 0 | 0
5666 | 0 | 0
5667 | 0 | 0
5668 | 0 | 0
5669 | 0 | 0
5670 | 0.004 | 0.004
5671 | 0.092286 | 0.10653
5672 | 0.24539 | 0.23783
5673 | 0.42113 | 0.37033
5674 | 0.58169 | 0.48787
5675 | 0.70143 | 0.57628
5676 | 0.77322 | 0.62917
5677 | 0.78921 | 0.641
5678 | 0.75648 | 0.6164
5679 | 0.66542 | 0.54926
5680 | 0.52063 | 0.44354
5681 | 0.3489 | 0.31733
5682 | 0.16661 | 0.17939
5683 | 0.0264 | 0.067403
5684 | 0 | 0
5685 | 0 | 0
5686 | 0 | 0
5687 | 0 | 0
5688 | 0 | 0
5689 | 0 | 0
5690 | 0 | 0
5691 | 0 | 0
5692 | 0 | 0
5693 | 0 | 0
5694 | 0.004 | 0.004
5695 | 0.092259 | 0.10652
5696 | 0.2484 | 0.23935
5697 | 0.4332 | 0.37651
5698 | 0.59342 | 0.49405
5699 | 0.71508 | 0.58323
5700 | 0.79187 | 0.63924
5701 | 0.81023 | 0.65263
5702 | 0.77174 | 0.62418
5703 | 0.67536 | 0.55472
5704 | 0.53187 | 0.45055
5705 | 0.35318 | 0.31966
5706 | 0.16954 | 0.18014
5707 | 0.0216 | 0.069702
5708 | 0 | 0
5709 | 0 | 0
5710 | 0 | 0
5711 | 0 | 0
5712 | 0 | 0
5713 | 0 | 0
5714 | 0 | 0
5715 | 0 | 0
5716 | 0 | 0
5717 | 0 | 0
5718 | 0.0032 | 0.0032
5719 | 0.089025 | 0.10178
5720 | 0.24253 | 0.23156
5721 | 0.41672 | 0.36247
5722 | 0.57221 | 0.4777
5723 | 0.68262 | 0.55993
5724 | 0.74705 | 0.60816
5725 | 0.76975 | 0.62382
5726 | 0.72866 | 0.59301
5727 | 0.63668 | 0.52506
5728 | 0.50494 | 0.42709
5729 | 0.33341 | 0.3001
5730 | 0.15708 | 0.16598
5731 | 0.0248 | 0.060814
5732 | 0 | 0
5733 | 0 | 0
5734 | 0 | 0
5735 | 0 | 0
5736 | 0 | 0
5737 | 0 | 0
5738 | 0 | 0
5739 | 0 | 0
5740 | 0 | 0
5741 | 0 | 0
5742 | 0.0008 | 0.0008
5743 | 0.0368 | 0.0368
5744 | 0.088 | 0.088
5745 | 0.14293 | 0.14235
5746 | 0.19004 | 0.18871
5747 | 0.20118 | 0.19993
5748 | 0.23368 | 0.23105
5749 | 0.2327 | 0.23027
5750 | 0.21603 | 0.2143
5751 | 0.18493 | 0.18394
5752 | 0.17455 | 0.17353
5753 | 0.1096 | 0.1096
5754 | 0.0624 | 0.0624
5755 | 0.004 | 0.004
5756 | 0 | 0
5757 | 0 | 0
5758 | 0 | 0
5759 | 0 | 0
5760 | 0 | 0
5761 | 0 | 0
5762 | 0 | 0
5763 | 0 | 0
5764 | 0 | 0
5765 | 0 | 0
5766 | 0.0008 | 0.0008
5767 | 0.0456 | 0.0456
5768 | 0.096046 | 0.095988
5769 | 0.15125 | 0.15033
5770 | 0.20795 | 0.20544
5771 | 0.23501 | 0.23267
5772 | 0.28343 | 0.27896
5773 | 0.31395 | 0.30766
5774 | 0.30642 | 0.29962
5775 | 0.25724 | 0.25252
5776 | 0.20051 | 0.19824
5777 | 0.12191 | 0.12156
5778 | 0.0624 | 0.0624
5779 | 0.004 | 0.004
5780 | 0 | 0
5781 | 0 | 0
5782 | 0 | 0
5783 | 0 | 0
5784 | 0 | 0
5785 | 0 | 0
5786 | 0 | 0
5787 | 0 | 0
5788 | 0 | 0
5789 | 0 | 0
5790 | 0.0024 | 0.0024
5791 | 0.065702 | 0.074548
5792 | 0.19681 | 0.18717
5793 | 0.31665 | 0.28648
5794 | 0.39782 | 0.35923
5795 | 0.40206 | 0.37447
5796 | 0.45766 | 0.4221
5797 | 0.44936 | 0.41244
5798 | 0.48466 | 0.43828
5799 | 0.34978 | 0.32921
5800 | 0.26658 | 0.25694
5801 | 0.18236 | 0.17795
5802 | 0.089316 | 0.090145
5803 | 0.004 | 0.004
5804 | 0 | 0
5805 | 0 | 0
5806 | 0 | 0
5807 | 0 | 0
5808 | 0 | 0
5809 | 0 | 0
5810 | 0 | 0
5811 | 0 | 0
5812 | 0 | 0
5813 | 0 | 0
5814 | 0.0008 | 0.0008
5815 | 0.024 | 0.024
5816 | 0.0584 | 0.0584
5817 | 0.0904 | 0.0904
5818 | 0.1176 | 0.1176
5819 | 0.14602 | 0.14558
5820 | 0.14444 | 0.14398
5821 | 0.1464 | 0.1464
5822 | 0.13542 | 0.13519
5823 | 0.1144 | 0.1144
5824 | 0.0904 | 0.0904
5825 | 0.0608 | 0.0608
5826 | 0.0312 | 0.0312
5827 | 0.0032 | 0.0032
5828 | 0 | 0
5829 | 0 | 0
5830 | 0 | 0
5831 | 0 | 0
5832 | 0 | 0
5833 | 0 | 0
5834 | 0 | 0
5835 | 0 | 0
5836 | 0 | 0
5837 | 0 | 0
5838 | 0.0008 | 0.0008
5839 | 0.0104 | 0.0104
5840 | 0.044 | 0.044
5841 | 0.032 | 0.032
5842 | 0.28399 | 0.26956
5843 | 0.40004 | 0.36957
5844 | 0.36469 | 0.34625
5845 | 0.28473 | 0.27974
5846 | 0.24264 | 0.23985
5847 | 0.19345 | 0.19191
5848 | 0.18893 | 0.18623
5849 | 0.21505 | 0.20373
5850 | 0.096494 | 0.097175
5851 | 0.0032 | 0.0032
5852 | 0 | 0
5853 | 0 | 0
5854 | 0 | 0
5855 | 0 | 0
5856 | 0 | 0
5857 | 0 | 0
5858 | 0 | 0
5859 | 0 | 0
5860 | 0 | 0
5861 | 0 | 0
5862 | 0.0008 | 0.0008
5863 | 0.0304 | 0.0304
5864 | 0.0856 | 0.0856
5865 | 0.25614 | 0.24053
5866 | 0.34048 | 0.31537
5867 | 0.46192 | 0.41432
5868 | 0.62963 | 0.53185
5869 | 0.70836 | 0.58248
5870 | 0.50718 | 0.44986
5871 | 0.47146 | 0.41194
5872 | 0.41976 | 0.36204
5873 | 0.21187 | 0.19975
5874 | 0.11132 | 0.11213
5875 | 0.0104 | 0.0104
5876 | 0 | 0
5877 | 0 | 0
5878 | 0 | 0
5879 | 0 | 0
5880 | 0 | 0
5881 | 0 | 0
5882 | 0 | 0
5883 | 0 | 0
5884 | 0 | 0
5885 | 0 | 0
5886 | 0.0016 | 0.0016
5887 | 0.069932 | 0.08064
5888 | 0.21283 | 0.19649
5889 | 0.36871 | 0.31737
5890 | 0.51567 | 0.42628
5891 | 0.6155 | 0.50472
5892 | 0.68202 | 0.5553
5893 | 0.70927 | 0.57243
5894 | 0.66831 | 0.54078
5895 | 0.59979 | 0.48506
5896 | 0.46004 | 0.38085
5897 | 0.30214 | 0.26315
5898 | 0.13038 | 0.1311
5899 | 0.0112 | 0.0112
5900 | 0 | 0
5901 | 0 | 0
5902 | 0 | 0
5903 | 0 | 0
5904 | 0 | 0
5905 | 0 | 0
5906 | 0 | 0
5907 | 0 | 0
5908 | 0 | 0
5909 | 0 | 0
5910 | 0.0008 | 0.0008
5911 | 0.055811 | 0.059278
5912 | 0.17075 | 0.16047
5913 | 0.28825 | 0.26065
5914 | 0.36547 | 0.33516
5915 | 0.43556 | 0.39812
5916 | 0.50657 | 0.44837
5917 | 0.51951 | 0.45865
5918 | 0.51016 | 0.44644
5919 | 0.43993 | 0.38685
5920 | 0.35638 | 0.31518
5921 | 0.23519 | 0.21432
5922 | 0.10481 | 0.10499
5923 | 0.008 | 0.008
5924 | 0 | 0
5925 | 0 | 0
5926 | 0 | 0
5927 | 0 | 0
5928 | 0 | 0
5929 | 0 | 0
5930 | 0 | 0
5931 | 0 | 0
5932 | 0 | 0
5933 | 0 | 0
5934 | 0.0008 | 0.0008
5935 | 0.0328 | 0.0328
5936 | 0.12882 | 0.12525
5937 | 0.30421 | 0.27415
5938 | 0.17097 | 0.16868
5939 | 0.18885 | 0.18711
5940 | 0.052 | 0.052
5941 | 0.26062 | 0.25577
5942 | 0.26651 | 0.26051
5943 | 0.44066 | 0.39024
5944 | 0.54065 | 0.46105
5945 | 0.18872 | 0.17755
5946 | 0.084069 | 0.083672
5947 | 0.0088 | 0.0088
5948 | 0 | 0
5949 | 0 | 0
5950 | 0 | 0
5951 | 0 | 0
5952 | 0 | 0
5953 | 0 | 0
5954 | 0 | 0
5955 | 0 | 0
5956 | 0 | 0
5957 | 0 | 0
5958 | 0 | 0
5959 | 0.037444 | 0.037682
5960 | 0.095558 | 0.095164
5961 | 0.15192 | 0.1503
5962 | 0.21116 | 0.20783
5963 | 0.27088 | 0.26533
5964 | 0.3077 | 0.30046
5965 | 0.35761 | 0.33914
5966 | 0.31566 | 0.30342
5967 | 0.27559 | 0.26508
5968 | 0.22097 | 0.21401
5969 | 0.14737 | 0.14373
5970 | 0.058417 | 0.058376
5971 | 0.0016 | 0.0016
5972 | 0 | 0
5973 | 0 | 0
5974 | 0 | 0
5975 | 0 | 0
5976 | 0 | 0
5977 | 0 | 0
5978 | 0 | 0
5979 | 0 | 0
5980 | 0 | 0
5981 | 0 | 0
5982 | 0 | 0
5983 | 0.0136 | 0.0136
5984 | 0.0376 | 0.0376
5985 | 0.0616 | 0.0616
5986 | 0.0832 | 0.0832
5987 | 0.0872 | 0.0872
5988 | 0.096 | 0.096
5989 | 0.0872 | 0.0872
5990 | 0.0896 | 0.0896
5991 | 0.0768 | 0.0768
5992 | 0.0616 | 0.0616
5993 | 0.0368 | 0.0368
5994 | 0.0192 | 0.0192
5995 | 0.0016 | 0.0016
5996 | 0 | 0
5997 | 0 | 0
5998 | 0 | 0
5999 | 0 | 0
6000 | 0 | 0
6001 | 0 | 0
6002 | 0 | 0
6003 | 0 | 0
6004 | 0 | 0
6005 | 0 | 0
6006 | 0.0008 | 0.0008
6007 | 0.057252 | 0.065583
6008 | 0.17977 | 0.16265
6009 | 0.30198 | 0.26516
6010 | 0.4163 | 0.35877
6011 | 0.48303 | 0.41693
6012 | 0.48343 | 0.42621
6013 | 0.46124 | 0.41637
6014 | 0.47144 | 0.41334
6015 | 0.37822 | 0.34144
6016 | 0.27858 | 0.26066
6017 | 0.17693 | 0.16823
6018 | 0.082455 | 0.081211
6019 | 0.0016 | 0.0016
6020 | 0 | 0
6021 | 0 | 0
6022 | 0 | 0
6023 | 0 | 0
6024 | 0 | 0
6025 | 0 | 0
6026 | 0 | 0
6027 | 0 | 0
6028 | 0 | 0
6029 | 0 | 0
6030 | 0 | 0
6031 | 0.041064 | 0.042244
6032 | 0.11374 | 0.11099
6033 | 0.18349 | 0.17811
6034 | 0.23961 | 0.23246
6035 | 0.2963 | 0.28425
6036 | 0.307 | 0.298
6037 | 0.31104 | 0.302
6038 | 0.31445 | 0.30099
6039 | 0.27352 | 0.26185
6040 | 0.2043 | 0.19808
6041 | 0.12045 | 0.11911
6042 | 0.0488 | 0.0488
6043 | 0.0016 | 0.0016
6044 | 0 | 0
6045 | 0 | 0
6046 | 0 | 0
6047 | 0 | 0
6048 | 0 | 0
6049 | 0 | 0
6050 | 0 | 0
6051 | 0 | 0
6052 | 0 | 0
6053 | 0 | 0
6054 | 0 | 0
6055 | 0.051246 | 0.055818
6056 | 0.16933 | 0.15412
6057 | 0.27572 | 0.24312
6058 | 0.35346 | 0.31669
6059 | 0.44846 | 0.39271
6060 | 0.48839 | 0.42775
6061 | 0.5163 | 0.44573
6062 | 0.46965 | 0.40933
6063 | 0.37815 | 0.34236
6064 | 0.28888 | 0.26691
6065 | 0.16885 | 0.16028
6066 | 0.073884 | 0.072496
6067 | 0.0016 | 0.0016
6068 | 0 | 0
6069 | 0 | 0
6070 | 0 | 0
6071 | 0 | 0
6072 | 0 | 0
6073 | 0 | 0
6074 | 0 | 0
6075 | 0 | 0
6076 | 0 | 0
6077 | 0 | 0
6078 | 0.0016 | 0.0016
6079 | 0.060487 | 0.067347
6080 | 0.25918 | 0.22071
6081 | 0.46809 | 0.38713
6082 | 0.38564 | 0.34032
6083 | 0.29676 | 0.28091
6084 | 0.62425 | 0.51366
6085 | 0.31394 | 0.29603
6086 | 0.22027 | 0.21748
6087 | 0.20892 | 0.20461
6088 | 0.0912 | 0.0912
6089 | 0.10478 | 0.10395
6090 | 0.051402 | 0.051164
6091 | 0.0024 | 0.0024
6092 | 0 | 0
6093 | 0 | 0
6094 | 0 | 0
6095 | 0 | 0
6096 | 0 | 0
6097 | 0 | 0
6098 | 0 | 0
6099 | 0 | 0
6100 | 0 | 0
6101 | 0 | 0
6102 | 0 | 0
6103 | 0.06266 | 0.072559
6104 | 0.22179 | 0.18576
6105 | 0.39058 | 0.31049
6106 | 0.53966 | 0.41946
6107 | 0.64755 | 0.5001
6108 | 0.69666 | 0.53979
6109 | 0.70295 | 0.54535
6110 | 0.65328 | 0.50905
6111 | 0.57229 | 0.44482
6112 | 0.43313 | 0.34292
6113 | 0.27281 | 0.22371
6114 | 0.10484 | 0.09797
6115 | 0.0024 | 0.0024
6116 | 0 | 0
6117 | 0 | 0
6118 | 0 | 0
6119 | 0 | 0
6120 | 0 | 0
6121 | 0 | 0
6122 | 0 | 0
6123 | 0 | 0
6124 | 0 | 0
6125 | 0 | 0
6126 | 0 | 0
6127 | 0.0056 | 0.0056
6128 | 0.0168 | 0.0168
6129 | 0.0288 | 0.0288
6130 | 0.0384 | 0.0384
6131 | 0.0456 | 0.0456
6132 | 0.0512 | 0.0512
6133 | 0.052 | 0.052
6134 | 0.0472 | 0.0472
6135 | 0.0408 | 0.0408
6136 | 0.032 | 0.032
6137 | 0.0208 | 0.0208
6138 | 0.0088 | 0.0088
6139 | 0.0008 | 0.0008
6140 | 0 | 0
6141 | 0 | 0
6142 | 0 | 0
6143 | 0 | 0
6144 | 0 | 0
6145 | 0 | 0
6146 | 0 | 0
6147 | 0 | 0
6148 | 0 | 0
6149 | 0 | 0
6150 | 0 | 0
6151 | 0.071219 | 0.085014
6152 | 0.26055 | 0.2126
6153 | 0.46478 | 0.36171
6154 | 0.63362 | 0.48152
6155 | 0.77433 | 0.58582
6156 | 0.84725 | 0.6387
6157 | 0.85712 | 0.64581
6158 | 0.71726 | 0.54245
6159 | 0.63009 | 0.49431
6160 | 0.30532 | 0.26627
6161 | 0.21495 | 0.18487
6162 | 0.063534 | 0.062095
6163 | 0.0008 | 0.0008
6164 | 0 | 0
6165 | 0 | 0
6166 | 0 | 0
6167 | 0 | 0
6168 | 0 | 0
6169 | 0 | 0
6170 | 0 | 0
6171 | 0 | 0
6172 | 0 | 0
6173 | 0 | 0
6174 | 0 | 0
6175 | 0.064046 | 0.075376
6176 | 0.24163 | 0.19433
6177 | 0.43381 | 0.33228
6178 | 0.60145 | 0.45054
6179 | 0.72457 | 0.5389
6180 | 0.79353 | 0.58861
6181 | 0.80223 | 0.59492
6182 | 0.75324 | 0.55942
6183 | 0.64332 | 0.48053
6184 | 0.48458 | 0.36774
6185 | 0.29509 | 0.23296
6186 | 0.10719 | 0.1004
6187 | 0.0016 | 0.0016
6188 | 0 | 0
6189 | 0 | 0
6190 | 0 | 0
6191 | 0 | 0
6192 | 0 | 0
6193 | 0 | 0
6194 | 0 | 0
6195 | 0 | 0
6196 | 0 | 0
6197 | 0 | 0
6198 | 0 | 0
6199 | 0.0048 | 0.0048
6200 | 0.016 | 0.016
6201 | 0.0272 | 0.0272
6202 | 0.0376 | 0.0376
6203 | 0.0448 | 0.0448
6204 | 0.0488 | 0.0488
6205 | 0.0496 | 0.0496
6206 | 0.44241 | 0.38744
6207 | 0.3987 | 0.34003
6208 | 0.31688 | 0.26669
6209 | 0.20423 | 0.17293
6210 | 0.07726 | 0.073196
6211 | 0.0008 | 0.0008
6212 | 0 | 0
6213 | 0 | 0
6214 | 0 | 0
6215 | 0 | 0
6216 | 0 | 0
6217 | 0 | 0
6218 | 0 | 0
6219 | 0 | 0
6220 | 0 | 0
6221 | 0 | 0
6222 | 0 | 0
6223 | 0.045077 | 0.049848
6224 | 0.16549 | 0.14045
6225 | 0.30948 | 0.25368
6226 | 0.38573 | 0.32561
6227 | 0.49594 | 0.41027
6228 | 0.63012 | 0.49811
6229 | 0.62929 | 0.49482
6230 | 0.60303 | 0.4684
6231 | 0.52331 | 0.40492
6232 | 0.38033 | 0.3024
6233 | 0.23926 | 0.19226
6234 | 0.085022 | 0.080301
6235 | 0.0008 | 0.0008
6236 | 0 | 0
6237 | 0 | 0
6238 | 0 | 0
6239 | 0 | 0
6240 | 0 | 0
6241 | 0 | 0
6242 | 0 | 0
6243 | 0 | 0
6244 | 0 | 0
6245 | 0 | 0
6246 | 0 | 0
6247 | 0.050352 | 0.055211
6248 | 0.19289 | 0.15596
6249 | 0.35238 | 0.27611
6250 | 0.46249 | 0.36337
6251 | 0.59286 | 0.45805
6252 | 0.66012 | 0.507
6253 | 0.63893 | 0.49786
6254 | 0.62314 | 0.47768
6255 | 0.54809 | 0.41485
6256 | 0.41411 | 0.31606
6257 | 0.24999 | 0.19528
6258 | 0.085279 | 0.080876
6259 | 0.0008 | 0.0008
6260 | 0 | 0
6261 | 0 | 0
6262 | 0 | 0
6263 | 0 | 0
6264 | 0 | 0
6265 | 0 | 0
6266 | 0 | 0
6267 | 0 | 0
6268 | 0 | 0
6269 | 0 | 0
6270 | 0 | 0
6271 | 0.064052 | 0.072808
6272 | 0.25267 | 0.19764
6273 | 0.458 | 0.34438
6274 | 0.65016 | 0.48578
6275 | 0.75053 | 0.58334
6276 | 0.57717 | 0.46794
6277 | 0.31648 | 0.29687
6278 | 0.30225 | 0.28496
6279 | 0.25858 | 0.24509
6280 | 0.15644 | 0.15265
6281 | 0.11607 | 0.11016
6282 | 0.0176 | 0.0176
6283 | 0 | 0
6284 | 0 | 0
6285 | 0 | 0
6286 | 0 | 0
6287 | 0 | 0
6288 | 0 | 0
6289 | 0 | 0
6290 | 0 | 0
6291 | 0 | 0
6292 | 0 | 0
6293 | 0 | 0
6294 | 0 | 0
6295 | 0.0264 | 0.0264
6296 | 0.22119 | 0.18497
6297 | 0.43862 | 0.32447
6298 | 0.60841 | 0.44431
6299 | 0.73326 | 0.53265
6300 | 0.79886 | 0.57998
6301 | 0.80591 | 0.58472
6302 | 0.75155 | 0.54526
6303 | 0.63749 | 0.46402
6304 | 0.47583 | 0.34967
6305 | 0.28083 | 0.2125
6306 | 0.092855 | 0.088094
6307 | 0 | 0
6308 | 0 | 0
6309 | 0 | 0
6310 | 0 | 0
6311 | 0 | 0
6312 | 0 | 0
6313 | 0 | 0
6314 | 0 | 0
6315 | 0 | 0
6316 | 0 | 0
6317 | 0 | 0
6318 | 0 | 0
6319 | 0.004 | 0.004
6320 | 0.0552 | 0.0552
6321 | 0.1072 | 0.1072
6322 | 0.16835 | 0.16633
6323 | 0.19892 | 0.19589
6324 | 0.21413 | 0.21109
6325 | 0.31399 | 0.29367
6326 | 0.25326 | 0.24614
6327 | 0.20936 | 0.20463
6328 | 0.21109 | 0.19377
6329 | 0.16663 | 0.14228
6330 | 0.058827 | 0.056282
6331 | 0.0008 | 0.0008
6332 | 0 | 0
6333 | 0 | 0
6334 | 0 | 0
6335 | 0 | 0
6336 | 0 | 0
6337 | 0 | 0
6338 | 0 | 0
6339 | 0 | 0
6340 | 0 | 0
6341 | 0 | 0
6342 | 0 | 0
6343 | 0.0184 | 0.0184
6344 | 0.16726 | 0.13895
6345 | 0.32618 | 0.25507
6346 | 0.46094 | 0.35631
6347 | 0.56377 | 0.43216
6348 | 0.64327 | 0.48565
6349 | 0.65142 | 0.49115
6350 | 0.62488 | 0.46476
6351 | 0.52876 | 0.39281
6352 | 0.39988 | 0.29713
6353 | 0.2417 | 0.18346
6354 | 0.076228 | 0.072618
6355 | 0 | 0
6356 | 0 | 0
6357 | 0 | 0
6358 | 0 | 0
6359 | 0 | 0
6360 | 0 | 0
6361 | 0 | 0
6362 | 0 | 0
6363 | 0 | 0
6364 | 0 | 0
6365 | 0 | 0
6366 | 0 | 0
6367 | 0.008 | 0.008
6368 | 0.11667 | 0.10355
6369 | 0.20153 | 0.18503
6370 | 0.29696 | 0.27028
6371 | 0.36369 | 0.32258
6372 | 0.5305 | 0.43178
6373 | 0.56933 | 0.44862
6374 | 0.42815 | 0.36419
6375 | 0.44759 | 0.35271
6376 | 0.36763 | 0.2785
6377 | 0.2185 | 0.16538
6378 | 0.056295 | 0.053957
6379 | 0 | 0
6380 | 0 | 0
6381 | 0 | 0
6382 | 0 | 0
6383 | 0 | 0
6384 | 0 | 0
6385 | 0 | 0
6386 | 0 | 0
6387 | 0 | 0
6388 | 0 | 0
6389 | 0 | 0
6390 | 0 | 0
6391 | 0.016 | 0.016
6392 | 0.15815 | 0.13028
6393 | 0.30884 | 0.24007
6394 | 0.45672 | 0.34668
6395 | 0.5106 | 0.40024
6396 | 0.60563 | 0.46065
6397 | 0.61388 | 0.46783
6398 | 0.58592 | 0.43902
6399 | 0.46577 | 0.35628
6400 | 0.35525 | 0.27157
6401 | 0.20818 | 0.15917
6402 | 0.060876 | 0.05852
6403 | 0 | 0
6404 | 0 | 0
6405 | 0 | 0
6406 | 0 | 0
6407 | 0 | 0
6408 | 0 | 0
6409 | 0 | 0
6410 | 0 | 0
6411 | 0 | 0
6412 | 0 | 0
6413 | 0 | 0
6414 | 0 | 0
6415 | 0.0088 | 0.0088
6416 | 0.083278 | 0.079066
6417 | 0.15763 | 0.15016
6418 | 0.25253 | 0.2346
6419 | 0.26159 | 0.2467
6420 | 0.29823 | 0.27937
6421 | 0.36173 | 0.32683
6422 | 0.30213 | 0.27841
6423 | 0.20627 | 0.19896
6424 | 0.11076 | 0.11039
6425 | 0.0296 | 0.0296
6426 | 0.0048 | 0.0048
6427 | 0 | 0
6428 | 0 | 0
6429 | 0 | 0
6430 | 0 | 0
6431 | 0 | 0
6432 | 0 | 0
6433 | 0 | 0
6434 | 0 | 0
6435 | 0 | 0
6436 | 0 | 0
6437 | 0 | 0
6438 | 0 | 0
6439 | 0.02 | 0.02
6440 | 0.22149 | 0.18037
6441 | 0.38905 | 0.29626
6442 | 0.29726 | 0.25957
6443 | 0.45173 | 0.36765
6444 | 0.49001 | 0.40356
6445 | 0.29417 | 0.27456
6446 | 0.34049 | 0.30276
6447 | 0.45538 | 0.35597
6448 | 0.26492 | 0.22018
6449 | 0.12356 | 0.10916
6450 | 0.0384 | 0.0384
6451 | 0 | 0
6452 | 0 | 0
6453 | 0 | 0
6454 | 0 | 0
6455 | 0 | 0
6456 | 0 | 0
6457 | 0 | 0
6458 | 0 | 0
6459 | 0 | 0
6460 | 0 | 0
6461 | 0 | 0
6462 | 0 | 0
6463 | 0.0096 | 0.0096
6464 | 0.12577 | 0.10665
6465 | 0.22337 | 0.19677
6466 | 0.31452 | 0.27805
6467 | 0.40477 | 0.33785
6468 | 0.4989 | 0.40166
6469 | 0.48241 | 0.39393
6470 | 0.41776 | 0.34733
6471 | 0.30817 | 0.27577
6472 | 0.2307 | 0.20397
6473 | 0.12445 | 0.1075
6474 | 0.004 | 0.004
6475 | 0 | 0
6476 | 0 | 0
6477 | 0 | 0
6478 | 0 | 0
6479 | 0 | 0
6480 | 0 | 0
6481 | 0 | 0
6482 | 0 | 0
6483 | 0 | 0
6484 | 0 | 0
6485 | 0 | 0
6486 | 0 | 0
6487 | 0.0112 | 0.0112
6488 | 0.15168 | 0.12403
6489 | 0.34171 | 0.24759
6490 | 0.46246 | 0.34268
6491 | 0.56542 | 0.41775
6492 | 0.662 | 0.47898
6493 | 0.62385 | 0.46205
6494 | 0.56839 | 0.42093
6495 | 0.46618 | 0.34502
6496 | 0.34816 | 0.25727
6497 | 0.19505 | 0.15322
6498 | 0.0216 | 0.0216
6499 | 0 | 0
6500 | 0 | 0
6501 | 0 | 0
6502 | 0 | 0
6503 | 0 | 0
6504 | 0 | 0
6505 | 0 | 0
6506 | 0 | 0
6507 | 0 | 0
6508 | 0 | 0
6509 | 0 | 0
6510 | 0 | 0
6511 | 0.0048 | 0.0048
6512 | 0.0288 | 0.0288
6513 | 0.0672 | 0.0672
6514 | 0.17066 | 0.16627
6515 | 0.23437 | 0.22614
6516 | 0.20142 | 0.1983
6517 | 0.22479 | 0.21819
6518 | 0.3629 | 0.31284
6519 | 0.32553 | 0.27775
6520 | 0.37415 | 0.27385
6521 | 0.21781 | 0.17075
6522 | 0.028 | 0.028
6523 | 0 | 0
6524 | 0 | 0
6525 | 0 | 0
6526 | 0 | 0
6527 | 0 | 0
6528 | 0 | 0
6529 | 0 | 0
6530 | 0 | 0
6531 | 0 | 0
6532 | 0 | 0
6533 | 0 | 0
6534 | 0 | 0
6535 | 0.0064 | 0.0064
6536 | 0.086443 | 0.078193
6537 | 0.15714 | 0.14691
6538 | 0.20666 | 0.19567
6539 | 0.34812 | 0.30097
6540 | 0.32756 | 0.29665
6541 | 0.31694 | 0.29203
6542 | 0.29594 | 0.27125
6543 | 0.22903 | 0.21395
6544 | 0.12807 | 0.12553
6545 | 0.0616 | 0.0616
6546 | 0.0032 | 0.0032
6547 | 0 | 0
6548 | 0 | 0
6549 | 0 | 0
6550 | 0 | 0
6551 | 0 | 0
6552 | 0 | 0
6553 | 0 | 0
6554 | 0 | 0
6555 | 0 | 0
6556 | 0 | 0
6557 | 0 | 0
6558 | 0 | 0
6559 | 0.0024 | 0.0024
6560 | 0.094137 | 0.082108
6561 | 0.18928 | 0.16576
6562 | 0.18089 | 0.17421
6563 | 0.30845 | 0.27418
6564 | 0.38054 | 0.33132
6565 | 0.47891 | 0.38517
6566 | 0.41963 | 0.34167
6567 | 0.4235 | 0.32019
6568 | 0.30863 | 0.22901
6569 | 0.17869 | 0.1382
6570 | 0.0216 | 0.0216
6571 | 0 | 0
6572 | 0 | 0
6573 | 0 | 0
6574 | 0 | 0
6575 | 0 | 0
6576 | 0 | 0
6577 | 0 | 0
6578 | 0 | 0
6579 | 0 | 0
6580 | 0 | 0
6581 | 0 | 0
6582 | 0 | 0
6583 | 0.008 | 0.008
6584 | 0.1682 | 0.1295
6585 | 0.38775 | 0.25978
6586 | 0.55099 | 0.37171
6587 | 0.64334 | 0.44127
6588 | 0.69395 | 0.47922
6589 | 0.69654 | 0.48079
6590 | 0.63465 | 0.43823
6591 | 0.51594 | 0.35624
6592 | 0.36066 | 0.249
6593 | 0.16278 | 0.12716
6594 | 0.008 | 0.008
6595 | 0 | 0
6596 | 0 | 0
6597 | 0 | 0
6598 | 0 | 0
6599 | 0 | 0
6600 | 0 | 0
6601 | 0 | 0
6602 | 0 | 0
6603 | 0 | 0
6604 | 0 | 0
6605 | 0 | 0
6606 | 0 | 0
6607 | 0.0064 | 0.0064
6608 | 0.1487 | 0.11608
6609 | 0.34885 | 0.23871
6610 | 0.47835 | 0.33439
6611 | 0.56568 | 0.40251
6612 | 0.62897 | 0.44669
6613 | 0.64367 | 0.45366
6614 | 0.61119 | 0.4242
6615 | 0.5093 | 0.34995
6616 | 0.35383 | 0.2427
6617 | 0.16775 | 0.12871
6618 | 0.012 | 0.012
6619 | 0 | 0
6620 | 0 | 0
6621 | 0 | 0
6622 | 0 | 0
6623 | 0 | 0
6624 | 0 | 0
6625 | 0 | 0
6626 | 0 | 0
6627 | 0 | 0
6628 | 0 | 0
6629 | 0 | 0
6630 | 0 | 0
6631 | 0.0048 | 0.0048
6632 | 0.11262 | 0.089102
6633 | 0.18732 | 0.16422
6634 | 0.33634 | 0.26774
6635 | 0.40907 | 0.32976
6636 | 0.4493 | 0.36478
6637 | 0.62057 | 0.45114
6638 | 0.54677 | 0.39407
6639 | 0.35679 | 0.27949
6640 | 0.28103 | 0.20855
6641 | 0.11169 | 0.089938
6642 | 0.0032 | 0.0032
6643 | 0 | 0
6644 | 0 | 0
6645 | 0 | 0
6646 | 0 | 0
6647 | 0 | 0
6648 | 0 | 0
6649 | 0 | 0
6650 | 0 | 0
6651 | 0 | 0
6652 | 0 | 0
6653 | 0 | 0
6654 | 0 | 0
6655 | 0.0016 | 0.0016
6656 | 0.082448 | 0.071781
6657 | 0.24115 | 0.18584
6658 | 0.35238 | 0.27391
6659 | 0.30415 | 0.27437
6660 | 0.32285 | 0.28782
6661 | 0.28872 | 0.26328
6662 | 0.4611 | 0.35876
6663 | 0.44228 | 0.31417
6664 | 0.31816 | 0.22405
6665 | 0.16018 | 0.1208
6666 | 0.0096 | 0.0096
6667 | 0 | 0
6668 | 0 | 0
6669 | 0 | 0
6670 | 0 | 0
6671 | 0 | 0
6672 | 0 | 0
6673 | 0 | 0
6674 | 0 | 0
6675 | 0 | 0
6676 | 0 | 0
6677 | 0 | 0
6678 | 0 | 0
6679 | 0.0016 | 0.0016
6680 | 0.0104 | 0.0104
6681 | 0.0208 | 0.0208
6682 | 0.0344 | 0.0344
6683 | 0.0488 | 0.0488
6684 | 0.0408 | 0.0408
6685 | 0.0408 | 0.0408
6686 | 0.40883 | 0.33232
6687 | 0.35296 | 0.27392
6688 | 0.25611 | 0.19287
6689 | 0.12686 | 0.096204
6690 | 0.0056 | 0.0056
6691 | 0 | 0
6692 | 0 | 0
6693 | 0 | 0
6694 | 0 | 0
6695 | 0 | 0
6696 | 0 | 0
6697 | 0 | 0
6698 | 0 | 0
6699 | 0 | 0
6700 | 0 | 0
6701 | 0 | 0
6702 | 0 | 0
6703 | 0.0016 | 0.0016
6704 | 0.024 | 0.024
6705 | 0.0488 | 0.0488
6706 | 0.0792 | 0.0792
6707 | 0.1256 | 0.1256
6708 | 0.1272 | 0.1272
6709 | 0.13643 | 0.13599
6710 | 0.1368 | 0.1368
6711 | 0.1048 | 0.1048
6712 | 0.0648 | 0.0648
6713 | 0.0272 | 0.0272
6714 | 0.0016 | 0.0016
6715 | 0 | 0
6716 | 0 | 0
6717 | 0 | 0
6718 | 0 | 0
6719 | 0 | 0
6720 | 0 | 0
6721 | 0 | 0
6722 | 0 | 0
6723 | 0 | 0
6724 | 0 | 0
6725 | 0 | 0
6726 | 0 | 0
6727 | 0.0016 | 0.0016
6728 | 0.0136 | 0.0136
6729 | 0.0288 | 0.0288
6730 | 0.0416 | 0.0416
6731 | 0.0496 | 0.0496
6732 | 0.0552 | 0.0552
6733 | 0.0536 | 0.0536
6734 | 0.0488 | 0.0488
6735 | 0.04 | 0.04
6736 | 0.0256 | 0.0256
6737 | 0.012 | 0.012
6738 | 0.0016 | 0.0016
6739 | 0 | 0
6740 | 0 | 0
6741 | 0 | 0
6742 | 0 | 0
6743 | 0 | 0
6744 | 0 | 0
6745 | 0 | 0
6746 | 0 | 0
6747 | 0 | 0
6748 | 0 | 0
6749 | 0 | 0
6750 | 0 | 0
6751 | 0.0016 | 0.0016
6752 | 0.088292 | 0.070908
6753 | 0.19707 | 0.1608
6754 | 0.41488 | 0.30531
6755 | 0.19433 | 0.18537
6756 | 0.42026 | 0.34193
6757 | 0.18186 | 0.17584
6758 | 0.1256 | 0.1256
6759 | 0.14354 | 0.13909
6760 | 0.21703 | 0.1718
6761 | 0.17344 | 0.12802
6762 | 0.0168 | 0.0168
6763 | 0 | 0
6764 | 0 | 0
6765 | 0 | 0
6766 | 0 | 0
6767 | 0 | 0
6768 | 0 | 0
6769 | 0 | 0
6770 | 0 | 0
6771 | 0 | 0
6772 | 0 | 0
6773 | 0 | 0
6774 | 0 | 0
6775 | 0.0016 | 0.0016
6776 | 0.068102 | 0.059866
6777 | 0.14845 | 0.13491
6778 | 0.23034 | 0.20663
6779 | 0.29655 | 0.2648
6780 | 0.30083 | 0.27452
6781 | 0.3186 | 0.28719
6782 | 0.31775 | 0.27738
6783 | 0.22414 | 0.20187
6784 | 0.15663 | 0.138
6785 | 0.064404 | 0.058303
6786 | 0.0008 | 0.0008
6787 | 0 | 0
6788 | 0 | 0
6789 | 0 | 0
6790 | 0 | 0
6791 | 0 | 0
6792 | 0 | 0
6793 | 0 | 0
6794 | 0 | 0
6795 | 0 | 0
6796 | 0 | 0
6797 | 0 | 0
6798 | 0 | 0
6799 | 0.0032 | 0.0032
6800 | 0.071682 | 0.063066
6801 | 0.13384 | 0.12216
6802 | 0.19486 | 0.18046
6803 | 0.26606 | 0.24262
6804 | 0.28765 | 0.2642
6805 | 0.2766 | 0.25464
6806 | 0.29662 | 0.26235
6807 | 0.19901 | 0.18036
6808 | 0.16051 | 0.13956
6809 | 0.07337 | 0.063042
6810 | 0.0008 | 0.0008
6811 | 0 | 0
6812 | 0 | 0
6813 | 0 | 0
6814 | 0 | 0
6815 | 0 | 0
6816 | 0 | 0
6817 | 0 | 0
6818 | 0 | 0
6819 | 0 | 0
6820 | 0 | 0
6821 | 0 | 0
6822 | 0 | 0
6823 | 0.0024 | 0.0024
6824 | 0.15984 | 0.095028
6825 | 0.34265 | 0.21336
6826 | 0.51459 | 0.32524
6827 | 0.62513 | 0.40176
6828 | 0.68094 | 0.44122
6829 | 0.66777 | 0.43498
6830 | 0.60416 | 0.39162
6831 | 0.50124 | 0.31819
6832 | 0.33571 | 0.20942
6833 | 0.15565 | 0.092557
6834 | 0.0024 | 0.0024
6835 | 0 | 0
6836 | 0 | 0
6837 | 0 | 0
6838 | 0 | 0
6839 | 0 | 0
6840 | 0 | 0
6841 | 0 | 0
6842 | 0 | 0
6843 | 0 | 0
6844 | 0 | 0
6845 | 0 | 0
6846 | 0 | 0
6847 | 0.0016 | 0.0016
6848 | 0.1017 | 0.07181
6849 | 0.20837 | 0.15575
6850 | 0.32921 | 0.2453
6851 | 0.37575 | 0.29241
6852 | 0.37042 | 0.31709
6853 | 0.42612 | 0.32963
6854 | 0.37598 | 0.29404
6855 | 0.27304 | 0.22942
6856 | 0.17265 | 0.14343
6857 | 0.071282 | 0.060196
6858 | 0.0008 | 0.0008
6859 | 0 | 0
6860 | 0 | 0
6861 | 0 | 0
6862 | 0 | 0
6863 | 0 | 0
6864 | 0 | 0
6865 | 0 | 0
6866 | 0 | 0
6867 | 0 | 0
6868 | 0 | 0
6869 | 0 | 0
6870 | 0 | 0
6871 | 0.0008 | 0.0008
6872 | 0.05655 | 0.050422
6873 | 0.10049 | 0.096727
6874 | 0.20714 | 0.18348
6875 | 0.19576 | 0.18699
6876 | 0.17544 | 0.17191
6877 | 0.24201 | 0.22437
6878 | 0.29071 | 0.25025
6879 | 0.37151 | 0.26567
6880 | 0.29301 | 0.19493
6881 | 0.1583 | 0.10038
6882 | 0.0048 | 0.0048
6883 | 0 | 0
6884 | 0 | 0
6885 | 0 | 0
6886 | 0 | 0
6887 | 0 | 0
6888 | 0 | 0
6889 | 0 | 0
6890 | 0 | 0
6891 | 0 | 0
6892 | 0 | 0
6893 | 0 | 0
6894 | 0 | 0
6895 | 0.0016 | 0.0016
6896 | 0.15438 | 0.089224
6897 | 0.3469 | 0.20699
6898 | 0.51356 | 0.31653
6899 | 0.63458 | 0.39773
6900 | 0.69567 | 0.43952
6901 | 0.69486 | 0.43952
6902 | 0.63367 | 0.39693
6903 | 0.5169 | 0.31731
6904 | 0.34921 | 0.20695
6905 | 0.15983 | 0.090561
6906 | 0.0016 | 0.0016
6907 | 0 | 0
6908 | 0 | 0
6909 | 0 | 0
6910 | 0 | 0
6911 | 0 | 0
6912 | 0 | 0
6913 | 0 | 0
6914 | 0 | 0
6915 | 0 | 0
6916 | 0 | 0
6917 | 0 | 0
6918 | 0 | 0
6919 | 0.0008 | 0.0008
6920 | 0.016 | 0.016
6921 | 0.0384 | 0.0384
6922 | 0.0616 | 0.0616
6923 | 0.0736 | 0.0736
6924 | 0.0736 | 0.0736
6925 | 0.0664 | 0.0664
6926 | 0.4656 | 0.33463
6927 | 0.4031 | 0.26673
6928 | 0.2532 | 0.16562
6929 | 0.10881 | 0.069744
6930 | 0.0008 | 0.0008
6931 | 0 | 0
6932 | 0 | 0
6933 | 0 | 0
6934 | 0 | 0
6935 | 0 | 0
6936 | 0 | 0
6937 | 0 | 0
6938 | 0 | 0
6939 | 0 | 0
6940 | 0 | 0
6941 | 0 | 0
6942 | 0 | 0
6943 | 0.0008 | 0.0008
6944 | 0.0184 | 0.0184
6945 | 0.0392 | 0.0392
6946 | 0.0616 | 0.0616
6947 | 0.08 | 0.08
6948 | 0.0928 | 0.0928
6949 | 0.0848 | 0.0848
6950 | 0.47773 | 0.34751
6951 | 0.46407 | 0.29164
6952 | 0.33627 | 0.19674
6953 | 0.16186 | 0.090286
6954 | 0.0016 | 0.0016
6955 | 0 | 0
6956 | 0 | 0
6957 | 0 | 0
6958 | 0 | 0
6959 | 0 | 0
6960 | 0 | 0
6961 | 0 | 0
6962 | 0 | 0
6963 | 0 | 0
6964 | 0 | 0
6965 | 0 | 0
6966 | 0 | 0
6967 | 0.0008 | 0.0008
6968 | 0.032 | 0.032
6969 | 0.085369 | 0.083976
6970 | 0.19212 | 0.1724
6971 | 0.24149 | 0.2187
6972 | 0.22351 | 0.2101
6973 | 0.12933 | 0.12879
6974 | 0.0936 | 0.0936
6975 | 0.0256 | 0.0256
6976 | 0.0192 | 0.0192
6977 | 0.0192 | 0.0192
6978 | 0.0008 | 0.0008
6979 | 0 | 0
6980 | 0 | 0
6981 | 0 | 0
6982 | 0 | 0
6983 | 0 | 0
6984 | 0 | 0
6985 | 0 | 0
6986 | 0 | 0
6987 | 0 | 0
6988 | 0 | 0
6989 | 0 | 0
6990 | 0 | 0
6991 | 0 | 0
6992 | 0.075811 | 0.060248
6993 | 0.0336 | 0.0336
6994 | 0.0928 | 0.0928
6995 | 0.57647 | 0.40266
6996 | 0.318 | 0.26605
6997 | 0.58313 | 0.39011
6998 | 0.47079 | 0.32405
6999 | 0.28017 | 0.22368
7000 | 0.0152 | 0.0152
7001 | 0.0056 | 0.0056
7002 | 0 | 0
7003 | 0 | 0
7004 | 0 | 0
7005 | 0 | 0
7006 | 0 | 0
7007 | 0 | 0
7008 | 0 | 0
7009 | 0 | 0
7010 | 0 | 0
7011 | 0 | 0
7012 | 0 | 0
7013 | 0 | 0
7014 | 0 | 0
7015 | 0 | 0
7016 | 0.061477 | 0.050473
7017 | 0.14416 | 0.12041
7018 | 0.22664 | 0.19294
7019 | 0.30655 | 0.25818
7020 | 0.31692 | 0.27345
7021 | 0.30454 | 0.26555
7022 | 0.27798 | 0.24
7023 | 0.24639 | 0.20235
7024 | 0.15724 | 0.12753
7025 | 0.068869 | 0.048354
7026 | 0 | 0
7027 | 0 | 0
7028 | 0 | 0
7029 | 0 | 0
7030 | 0 | 0
7031 | 0 | 0
7032 | 0 | 0
7033 | 0 | 0
7034 | 0 | 0
7035 | 0 | 0
7036 | 0 | 0
7037 | 0 | 0
7038 | 0 | 0
7039 | 0.0008 | 0.0008
7040 | 0.0288 | 0.0288
7041 | 0.0656 | 0.0656
7042 | 0.12854 | 0.12473
7043 | 0.108 | 0.108
7044 | 0.22157 | 0.20688
7045 | 0.16149 | 0.15751
7046 | 0.1176 | 0.1176
7047 | 0.0576 | 0.0576
7048 | 0.0192 | 0.0192
7049 | 0.0088 | 0.0088
7050 | 0 | 0
7051 | 0 | 0
7052 | 0 | 0
7053 | 0 | 0
7054 | 0 | 0
7055 | 0 | 0
7056 | 0 | 0
7057 | 0 | 0
7058 | 0 | 0
7059 | 0 | 0
7060 | 0 | 0
7061 | 0 | 0
7062 | 0 | 0
7063 | 0 | 0
7064 | 0.080597 | 0.0547
7065 | 0.22127 | 0.14358
7066 | 0.38729 | 0.25757
7067 | 0.58439 | 0.3741
7068 | 0.43766 | 0.32482
7069 | 0.1136 | 0.1136
7070 | 0.21311 | 0.19156
7071 | 0.13559 | 0.1303
7072 | 0.080755 | 0.076739
7073 | 0.080324 | 0.056778
7074 | 0 | 0
7075 | 0 | 0
7076 | 0 | 0
7077 | 0 | 0
7078 | 0 | 0
7079 | 0 | 0
7080 | 0 | 0
7081 | 0 | 0
7082 | 0 | 0
7083 | 0 | 0
7084 | 0 | 0
7085 | 0 | 0
7086 | 0 | 0
7087 | 0.0008 | 0.0008
7088 | 0.0192 | 0.0192
7089 | 0.094346 | 0.087903
7090 | 0.14153 | 0.13427
7091 | 0.18651 | 0.17742
7092 | 0.27578 | 0.23842
7093 | 0.47685 | 0.33383
7094 | 0.33479 | 0.25848
7095 | 0.47052 | 0.29279
7096 | 0.32634 | 0.17781
7097 | 0.134 | 0.074336
7098 | 0 | 0
7099 | 0 | 0
7100 | 0 | 0
7101 | 0 | 0
7102 | 0 | 0
7103 | 0 | 0
7104 | 0 | 0
7105 | 0 | 0
7106 | 0 | 0
7107 | 0 | 0
7108 | 0 | 0
7109 | 0 | 0
7110 | 0 | 0
7111 | 0 | 0
7112 | 0.012 | 0.012
7113 | 0.052 | 0.052
7114 | 0.11318 | 0.11116
7115 | 0.2005 | 0.18448
7116 | 0.20372 | 0.19421
7117 | 0.30419 | 0.25009
7118 | 0.52478 | 0.34365
7119 | 0.31934 | 0.23287
7120 | 0.0136 | 0.0136
7121 | 0.0224 | 0.0224
7122 | 0 | 0
7123 | 0 | 0
7124 | 0 | 0
7125 | 0 | 0
7126 | 0 | 0
7127 | 0 | 0
7128 | 0 | 0
7129 | 0 | 0
7130 | 0 | 0
7131 | 0 | 0
7132 | 0 | 0
7133 | 0 | 0
7134 | 0 | 0
7135 | 0 | 0
7136 | 0.11761 | 0.066417
7137 | 0.29899 | 0.16286
7138 | 0.4508 | 0.26228
7139 | 0.58141 | 0.34339
7140 | 0.62975 | 0.37813
7141 | 0.65219 | 0.38749
7142 | 0.59124 | 0.34568
7143 | 0.46533 | 0.26451
7144 | 0.30348 | 0.16044
7145 | 0.11997 | 0.064022
7146 | 0 | 0
7147 | 0 | 0
7148 | 0 | 0
7149 | 0 | 0
7150 | 0 | 0
7151 | 0 | 0
7152 | 0 | 0
7153 | 0 | 0
7154 | 0 | 0
7155 | 0 | 0
7156 | 0 | 0
7157 | 0 | 0
7158 | 0 | 0
7159 | 0 | 0
7160 | 0.02 | 0.02
7161 | 0.0512 | 0.0512
7162 | 0.0728 | 0.0728
7163 | 0.0872 | 0.0872
7164 | 0.108 | 0.108
7165 | 0.1128 | 0.1128
7166 | 0.0896 | 0.0896
7167 | 0.0616 | 0.0616
7168 | 0.0248 | 0.0248
7169 | 0.008 | 0.008
7170 | 0 | 0
7171 | 0 | 0
7172 | 0 | 0
7173 | 0 | 0
7174 | 0 | 0
7175 | 0 | 0
7176 | 0 | 0
7177 | 0 | 0
7178 | 0 | 0
7179 | 0 | 0
7180 | 0 | 0
7181 | 0 | 0
7182 | 0 | 0
7183 | 0 | 0
7184 | 0.077455 | 0.046699
7185 | 0.18924 | 0.12229
7186 | 0.35263 | 0.22422
7187 | 0.49568 | 0.31014
7188 | 0.51914 | 0.33073
7189 | 0.47615 | 0.31773
7190 | 0.49934 | 0.30439
7191 | 0.40055 | 0.23729
7192 | 0.23993 | 0.15247
7193 | 0.0256 | 0.0256
7194 | 0 | 0
7195 | 0 | 0
7196 | 0 | 0
7197 | 0 | 0
7198 | 0 | 0
7199 | 0 | 0
7200 | 0 | 0
7201 | 0 | 0
7202 | 0 | 0
7203 | 0 | 0
7204 | 0 | 0
7205 | 0 | 0
7206 | 0 | 0
7207 | 0 | 0
7208 | 0.0176 | 0.0176
7209 | 0.0608 | 0.0608
7210 | 0.11328 | 0.11035
7211 | 0.1024 | 0.1024
7212 | 0.1048 | 0.1048
7213 | 0.14347 | 0.14156
7214 | 0.15746 | 0.14945
7215 | 0.20347 | 0.16172
7216 | 0.14462 | 0.10105
7217 | 0.012 | 0.012
7218 | 0 | 0
7219 | 0 | 0
7220 | 0 | 0
7221 | 0 | 0
7222 | 0 | 0
7223 | 0 | 0
7224 | 0 | 0
7225 | 0 | 0
7226 | 0 | 0
7227 | 0 | 0
7228 | 0 | 0
7229 | 0 | 0
7230 | 0 | 0
7231 | 0 | 0
7232 | 0.0208 | 0.0208
7233 | 0.11551 | 0.091696
7234 | 0.10153 | 0.10079
7235 | 0.1144 | 0.1144
7236 | 0.1395 | 0.13756
7237 | 0.17542 | 0.16704
7238 | 0.20809 | 0.18437
7239 | 0.19213 | 0.1546
7240 | 0.0536 | 0.0536
7241 | 0.0032 | 0.0032
7242 | 0 | 0
7243 | 0 | 0
7244 | 0 | 0
7245 | 0 | 0
7246 | 0 | 0
7247 | 0 | 0
7248 | 0 | 0
7249 | 0 | 0
7250 | 0 | 0
7251 | 0 | 0
7252 | 0 | 0
7253 | 0 | 0
7254 | 0 | 0
7255 | 0 | 0
7256 | 0.048631 | 0.034789
7257 | 0.10091 | 0.086218
7258 | 0.13543 | 0.12707
7259 | 0.17112 | 0.16224
7260 | 0.22952 | 0.20596
7261 | 0.22193 | 0.19959
7262 | 0.23599 | 0.20017
7263 | 0.14815 | 0.13174
7264 | 0.11021 | 0.084496
7265 | 0.0032 | 0.0032
7266 | 0 | 0
7267 | 0 | 0
7268 | 0 | 0
7269 | 0 | 0
7270 | 0 | 0
7271 | 0 | 0
7272 | 0 | 0
7273 | 0 | 0
7274 | 0 | 0
7275 | 0 | 0
7276 | 0 | 0
7277 | 0 | 0
7278 | 0 | 0
7279 | 0 | 0
7280 | 0.0152 | 0.0152
7281 | 0.12268 | 0.092435
7282 | 0.1466 | 0.13177
7283 | 0.18765 | 0.17091
7284 | 0.21331 | 0.19405
7285 | 0.20357 | 0.1869
7286 | 0.17617 | 0.16216
7287 | 0.12787 | 0.12069
7288 | 0.061297 | 0.059176
7289 | 0.0032 | 0.0032
7290 | 0 | 0
7291 | 0 | 0
7292 | 0 | 0
7293 | 0 | 0
7294 | 0 | 0
7295 | 0 | 0
7296 | 0 | 0
7297 | 0 | 0
7298 | 0 | 0
7299 | 0 | 0
7300 | 0 | 0
7301 | 0 | 0
7302 | 0 | 0
7303 | 0 | 0
7304 | 0.0032 | 0.0032
7305 | 0.0512 | 0.0512
7306 | 0.11592 | 0.11194
7307 | 0.13548 | 0.13194
7308 | 0.17372 | 0.16627
7309 | 0.15665 | 0.15191
7310 | 0.1656 | 0.15339
7311 | 0.21614 | 0.16159
7312 | 0.15757 | 0.10178
7313 | 0.0112 | 0.0112
7314 | 0 | 0
7315 | 0 | 0
7316 | 0 | 0
7317 | 0 | 0
7318 | 0 | 0
7319 | 0 | 0
7320 | 0 | 0
7321 | 0 | 0
7322 | 0 | 0
7323 | 0 | 0
7324 | 0 | 0
7325 | 0 | 0
7326 | 0 | 0
7327 | 0 | 0
7328 | 0.0104 | 0.0104
7329 | 0.069029 | 0.064751
7330 | 0.0704 | 0.0704
7331 | 0.052 | 0.052
7332 | 0.076 | 0.076
7333 | 0.0304 | 0.0304
7334 | 0.38642 | 0.2725
7335 | 0.33927 | 0.19793
7336 | 0.15869 | 0.10502
7337 | 0.0064 | 0.0064
7338 | 0 | 0
7339 | 0 | 0
7340 | 0 | 0
7341 | 0 | 0
7342 | 0 | 0
7343 | 0 | 0
7344 | 0 | 0
7345 | 0 | 0
7346 | 0 | 0
7347 | 0 | 0
7348 | 0 | 0
7349 | 0 | 0
7350 | 0 | 0
7351 | 0 | 0
7352 | 0.0176 | 0.0176
7353 | 0.24332 | 0.14855
7354 | 0.47815 | 0.25513
7355 | 0.6021 | 0.33478
7356 | 0.66459 | 0.37577
7357 | 0.66076 | 0.37342
7358 | 0.59352 | 0.33009
7359 | 0.46386 | 0.24649
7360 | 0.22282 | 0.13508
7361 | 0.012 | 0.012
7362 | 0 | 0
7363 | 0 | 0
7364 | 0 | 0
7365 | 0 | 0
7366 | 0 | 0
7367 | 0 | 0
7368 | 0 | 0
7369 | 0 | 0
7370 | 0 | 0
7371 | 0 | 0
7372 | 0 | 0
7373 | 0 | 0
7374 | 0 | 0
7375 | 0 | 0
7376 | 0.0032 | 0.0032
7377 | 0.024 | 0.024
7378 | 0.0416 | 0.0416
7379 | 0.0568 | 0.0568
7380 | 0.0584 | 0.0584
7381 | 0.0568 | 0.0568
7382 | 0.0464 | 0.0464
7383 | 0.0408 | 0.0408
7384 | 0.0192 | 0.0192
7385 | 0.0024 | 0.0024
7386 | 0 | 0
7387 | 0 | 0
7388 | 0 | 0
7389 | 0 | 0
7390 | 0 | 0
7391 | 0 | 0
7392 | 0 | 0
7393 | 0 | 0
7394 | 0 | 0
7395 | 0 | 0
7396 | 0 | 0
7397 | 0 | 0
7398 | 0 | 0
7399 | 0 | 0
7400 | 0.0032 | 0.0032
7401 | 0.0248 | 0.0248
7402 | 0.0448 | 0.0448
7403 | 0.0584 | 0.0584
7404 | 0.072 | 0.072
7405 | 0.0632 | 0.0632
7406 | 0.0544 | 0.0544
7407 | 0.0368 | 0.0368
7408 | 0.0224 | 0.0224
7409 | 0.0024 | 0.0024
7410 | 0 | 0
7411 | 0 | 0
7412 | 0 | 0
7413 | 0 | 0
7414 | 0 | 0
7415 | 0 | 0
7416 | 0 | 0
7417 | 0 | 0
7418 | 0 | 0
7419 | 0 | 0
7420 | 0 | 0
7421 | 0 | 0
7422 | 0 | 0
7423 | 0 | 0
7424 | 0.004 | 0.004
7425 | 0.036 | 0.036
7426 | 0.0648 | 0.0648
7427 | 0.084 | 0.084
7428 | 0.0968 | 0.0968
7429 | 0.096 | 0.096
7430 | 0.08 | 0.08
7431 | 0.0584 | 0.0584
7432 | 0.0312 | 0.0312
7433 | 0.0016 | 0.0016
7434 | 0 | 0
7435 | 0 | 0
7436 | 0 | 0
7437 | 0 | 0
7438 | 0 | 0
7439 | 0 | 0
7440 | 0 | 0
7441 | 0 | 0
7442 | 0 | 0
7443 | 0 | 0
7444 | 0 | 0
7445 | 0 | 0
7446 | 0 | 0
7447 | 0 | 0
7448 | 0.0072 | 0.0072
7449 | 0.12604 | 0.084387
7450 | 0.43755 | 0.24946
7451 | 0.51701 | 0.3169
7452 | 0.20763 | 0.17873
7453 | 0.1688 | 0.15985
7454 | 0.14447 | 0.13262
7455 | 0.29706 | 0.18249
7456 | 0.13049 | 0.085987
7457 | 0.0032 | 0.0032
7458 | 0 | 0
7459 | 0 | 0
7460 | 0 | 0
7461 | 0 | 0
7462 | 0 | 0
7463 | 0 | 0
7464 | 0 | 0
7465 | 0 | 0
7466 | 0 | 0
7467 | 0 | 0
7468 | 0 | 0
7469 | 0 | 0
7470 | 0 | 0
7471 | 0 | 0
7472 | 0.0064 | 0.0064
7473 | 0.1286 | 0.085187
7474 | 0.23784 | 0.15895
7475 | 0.30713 | 0.20972
7476 | 0.39241 | 0.2562
7477 | 0.36721 | 0.24606
7478 | 0.25463 | 0.19754
7479 | 0.17224 | 0.13471
7480 | 0.10774 | 0.072484
7481 | 0.0016 | 0.0016
7482 | 0 | 0
7483 | 0 | 0
7484 | 0 | 0
7485 | 0 | 0
7486 | 0 | 0
7487 | 0 | 0
7488 | 0 | 0
7489 | 0 | 0
7490 | 0 | 0
7491 | 0 | 0
7492 | 0 | 0
7493 | 0 | 0
7494 | 0 | 0
7495 | 0 | 0
7496 | 0.008 | 0.008
7497 | 0.070466 | 0.059903
7498 | 0.0712 | 0.0712
7499 | 0.0904 | 0.0904
7500 | 0.17875 | 0.15888
7501 | 0.32616 | 0.23618
7502 | 0.4501 | 0.26444
7503 | 0.35253 | 0.18751
7504 | 0.20405 | 0.11926
7505 | 0.0096 | 0.0096
7506 | 0 | 0
7507 | 0 | 0
7508 | 0 | 0
7509 | 0 | 0
7510 | 0 | 0
7511 | 0 | 0
7512 | 0 | 0
7513 | 0 | 0
7514 | 0 | 0
7515 | 0 | 0
7516 | 0 | 0
7517 | 0 | 0
7518 | 0 | 0
7519 | 0 | 0
7520 | 0.0136 | 0.0136
7521 | 0.21161 | 0.1224
7522 | 0.46389 | 0.23874
7523 | 0.54881 | 0.32387
7524 | 0.31044 | 0.22506
7525 | 0.15781 | 0.14459
7526 | 0.032 | 0.032
7527 | 0.0176 | 0.0176
7528 | 0.0088 | 0.0088
7529 | 0.0016 | 0.0016
7530 | 0 | 0
7531 | 0 | 0
7532 | 0 | 0
7533 | 0 | 0
7534 | 0 | 0
7535 | 0 | 0
7536 | 0 | 0
7537 | 0 | 0
7538 | 0 | 0
7539 | 0 | 0
7540 | 0 | 0
7541 | 0 | 0
7542 | 0 | 0
7543 | 0 | 0
7544 | 0.0016 | 0.0016
7545 | 0.0352 | 0.0352
7546 | 0.0768 | 0.0768
7547 | 0.11527 | 0.11276
7548 | 0.13746 | 0.13273
7549 | 0.12871 | 0.12555
7550 | 0.10243 | 0.10159
7551 | 0.072 | 0.072
7552 | 0.032 | 0.032
7553 | 0.0016 | 0.0016
7554 | 0 | 0
7555 | 0 | 0
7556 | 0 | 0
7557 | 0 | 0
7558 | 0 | 0
7559 | 0 | 0
7560 | 0 | 0
7561 | 0 | 0
7562 | 0 | 0
7563 | 0 | 0
7564 | 0 | 0
7565 | 0 | 0
7566 | 0 | 0
7567 | 0 | 0
7568 | 0.0016 | 0.0016
7569 | 0.0096 | 0.0096
7570 | 0.0192 | 0.0192
7571 | 0.0296 | 0.0296
7572 | 0.0304 | 0.0304
7573 | 0.0336 | 0.0336
7574 | 0.3678 | 0.22924
7575 | 0.29306 | 0.16568
7576 | 0.17526 | 0.083271
7577 | 0.0016 | 0.0016
7578 | 0 | 0
7579 | 0 | 0
7580 | 0 | 0
7581 | 0 | 0
7582 | 0 | 0
7583 | 0 | 0
7584 | 0 | 0
7585 | 0 | 0
7586 | 0 | 0
7587 | 0 | 0
7588 | 0 | 0
7589 | 0 | 0
7590 | 0 | 0
7591 | 0 | 0
7592 | 0.004 | 0.004
7593 | 0.063901 | 0.053515
7594 | 0.11943 | 0.10624
7595 | 0.16681 | 0.14692
7596 | 0.21429 | 0.18273
7597 | 0.21773 | 0.1843
7598 | 0.17034 | 0.14768
7599 | 0.11833 | 0.10383
7600 | 0.051888 | 0.047164
7601 | 0.0008 | 0.0008
7602 | 0 | 0
7603 | 0 | 0
7604 | 0 | 0
7605 | 0 | 0
7606 | 0 | 0
7607 | 0 | 0
7608 | 0 | 0
7609 | 0 | 0
7610 | 0 | 0
7611 | 0 | 0
7612 | 0 | 0
7613 | 0 | 0
7614 | 0 | 0
7615 | 0 | 0
7616 | 0.0032 | 0.0032
7617 | 0.078028 | 0.058242
7618 | 0.14692 | 0.11806
7619 | 0.17535 | 0.15086
7620 | 0.17944 | 0.15971
7621 | 0.20604 | 0.17555
7622 | 0.19917 | 0.16189
7623 | 0.1164 | 0.10062
7624 | 0.060036 | 0.050327
7625 | 0.0008 | 0.0008
7626 | 0 | 0
7627 | 0 | 0
7628 | 0 | 0
7629 | 0 | 0
7630 | 0 | 0
7631 | 0 | 0
7632 | 0 | 0
7633 | 0 | 0
7634 | 0 | 0
7635 | 0 | 0
7636 | 0 | 0
7637 | 0 | 0
7638 | 0 | 0
7639 | 0 | 0
7640 | 0.004 | 0.004
7641 | 0.21569 | 0.092652
7642 | 0.39214 | 0.18885
7643 | 0.52781 | 0.26765
7644 | 0.59278 | 0.30786
7645 | 0.58863 | 0.30549
7646 | 0.51831 | 0.26214
7647 | 0.4019 | 0.18961
7648 | 0.24625 | 0.096506
7649 | 0.004 | 0.004
7650 | 0 | 0
7651 | 0 | 0
7652 | 0 | 0
7653 | 0 | 0
7654 | 0 | 0
7655 | 0 | 0
7656 | 0 | 0
7657 | 0 | 0
7658 | 0 | 0
7659 | 0 | 0
7660 | 0 | 0
7661 | 0 | 0
7662 | 0 | 0
7663 | 0 | 0
7664 | 0.0024 | 0.0024
7665 | 0.19171 | 0.084798
7666 | 0.37766 | 0.18178
7667 | 0.47177 | 0.24415
7668 | 0.53365 | 0.28279
7669 | 0.53979 | 0.29083
7670 | 0.42117 | 0.23106
7671 | 0.29765 | 0.15522
7672 | 0.16218 | 0.081029
7673 | 0.0032 | 0.0032
7674 | 0 | 0
7675 | 0 | 0
7676 | 0 | 0
7677 | 0 | 0
7678 | 0 | 0
7679 | 0 | 0
7680 | 0 | 0
7681 | 0 | 0
7682 | 0 | 0
7683 | 0 | 0
7684 | 0 | 0
7685 | 0 | 0
7686 | 0 | 0
7687 | 0 | 0
7688 | 0.0016 | 0.0016
7689 | 0.0336 | 0.0336
7690 | 0.068 | 0.068
7691 | 0.10341 | 0.10158
7692 | 0.11449 | 0.11278
7693 | 0.1145 | 0.11278
7694 | 0.096915 | 0.095988
7695 | 0.064 | 0.064
7696 | 0.0312 | 0.0312
7697 | 0.0008 | 0.0008
7698 | 0 | 0
7699 | 0 | 0
7700 | 0 | 0
7701 | 0 | 0
7702 | 0 | 0
7703 | 0 | 0
7704 | 0 | 0
7705 | 0 | 0
7706 | 0 | 0
7707 | 0 | 0
7708 | 0 | 0
7709 | 0 | 0
7710 | 0 | 0
7711 | 0 | 0
7712 | 0.0016 | 0.0016
7713 | 0.056661 | 0.047939
7714 | 0.12708 | 0.10374
7715 | 0.15284 | 0.13416
7716 | 0.24117 | 0.18562
7717 | 0.17683 | 0.15246
7718 | 0.12274 | 0.11429
7719 | 0.036 | 0.036
7720 | 0.0072 | 0.0072
7721 | 0.0008 | 0.0008
7722 | 0 | 0
7723 | 0 | 0
7724 | 0 | 0
7725 | 0 | 0
7726 | 0 | 0
7727 | 0 | 0
7728 | 0 | 0
7729 | 0 | 0
7730 | 0 | 0
7731 | 0 | 0
7732 | 0 | 0
7733 | 0 | 0
7734 | 0 | 0
7735 | 0 | 0
7736 | 0.0016 | 0.0016
7737 | 0.055294 | 0.046339
7738 | 0.10632 | 0.092654
7739 | 0.16947 | 0.14205
7740 | 0.17282 | 0.15252
7741 | 0.1703 | 0.15093
7742 | 0.14388 | 0.12861
7743 | 0.11158 | 0.094218
7744 | 0.046355 | 0.040764
7745 | 0.0008 | 0.0008
7746 | 0 | 0
7747 | 0 | 0
7748 | 0 | 0
7749 | 0 | 0
7750 | 0 | 0
7751 | 0 | 0
7752 | 0 | 0
7753 | 0 | 0
7754 | 0 | 0
7755 | 0 | 0
7756 | 0 | 0
7757 | 0 | 0
7758 | 0 | 0
7759 | 0 | 0
7760 | 0.0016 | 0.0016
7761 | 0.16095 | 0.070604
7762 | 0.32201 | 0.15666
7763 | 0.46877 | 0.23951
7764 | 0.51928 | 0.26858
7765 | 0.4673 | 0.2531
7766 | 0.40028 | 0.21284
7767 | 0.24786 | 0.13483
7768 | 0.14961 | 0.065519
7769 | 0.0008 | 0.0008
7770 | 0 | 0
7771 | 0 | 0
7772 | 0 | 0
7773 | 0 | 0
7774 | 0 | 0
7775 | 0 | 0
7776 | 0 | 0
7777 | 0 | 0
7778 | 0 | 0
7779 | 0 | 0
7780 | 0 | 0
7781 | 0 | 0
7782 | 0 | 0
7783 | 0 | 0
7784 | 0.0008 | 0.0008
7785 | 0.0336 | 0.0336
7786 | 0.086275 | 0.081551
7787 | 0.11522 | 0.11034
7788 | 0.14259 | 0.13267
7789 | 0.13934 | 0.13028
7790 | 0.11603 | 0.11114
7791 | 0.081957 | 0.078364
7792 | 0.032 | 0.032
7793 | 0.0008 | 0.0008
7794 | 0 | 0
7795 | 0 | 0
7796 | 0 | 0
7797 | 0 | 0
7798 | 0 | 0
7799 | 0 | 0
7800 | 0 | 0
7801 | 0 | 0
7802 | 0 | 0
7803 | 0 | 0
7804 | 0 | 0
7805 | 0 | 0
7806 | 0 | 0
7807 | 0 | 0
7808 | 0.0016 | 0.0016
7809 | 0.06296 | 0.04719
7810 | 0.11955 | 0.096569
7811 | 0.16101 | 0.13731
7812 | 0.18306 | 0.15645
7813 | 0.17211 | 0.15011
7814 | 0.1678 | 0.13804
7815 | 0.10716 | 0.09023
7816 | 0.0344 | 0.0344
7817 | 0.0008 | 0.0008
7818 | 0 | 0
7819 | 0 | 0
7820 | 0 | 0
7821 | 0 | 0
7822 | 0 | 0
7823 | 0 | 0
7824 | 0 | 0
7825 | 0 | 0
7826 | 0 | 0
7827 | 0 | 0
7828 | 0 | 0
7829 | 0 | 0
7830 | 0 | 0
7831 | 0 | 0
7832 | 0.0008 | 0.0008
7833 | 0.068291 | 0.048103
7834 | 0.14574 | 0.11005
7835 | 0.20266 | 0.15867
7836 | 0.2251 | 0.17778
7837 | 0.21503 | 0.17143
7838 | 0.14627 | 0.12616
7839 | 0.095768 | 0.084691
7840 | 0.043767 | 0.037651
7841 | 0.0008 | 0.0008
7842 | 0 | 0
7843 | 0 | 0
7844 | 0 | 0
7845 | 0 | 0
7846 | 0 | 0
7847 | 0 | 0
7848 | 0 | 0
7849 | 0 | 0
7850 | 0 | 0
7851 | 0 | 0
7852 | 0 | 0
7853 | 0 | 0
7854 | 0 | 0
7855 | 0 | 0
7856 | 0.0008 | 0.0008
7857 | 0.008 | 0.008
7858 | 0.0184 | 0.0184
7859 | 0.0256 | 0.0256
7860 | 0.0328 | 0.0328
7861 | 0.036 | 0.036
7862 | 0.0312 | 0.0312
7863 | 0.0216 | 0.0216
7864 | 0.0096 | 0.0096
7865 | 0.0008 | 0.0008
7866 | 0 | 0
7867 | 0 | 0
7868 | 0 | 0
7869 | 0 | 0
7870 | 0 | 0
7871 | 0 | 0
7872 | 0 | 0
7873 | 0 | 0
7874 | 0 | 0
7875 | 0 | 0
7876 | 0 | 0
7877 | 0 | 0
7878 | 0 | 0
7879 | 0 | 0
7880 | 0.0008 | 0.0008
7881 | 0.0248 | 0.0248
7882 | 0.0528 | 0.0528
7883 | 0.0688 | 0.0688
7884 | 0.0688 | 0.0688
7885 | 0.0672 | 0.0672
7886 | 0.0472 | 0.0472
7887 | 0.0368 | 0.0368
7888 | 0.0168 | 0.0168
7889 | 0.0008 | 0.0008
7890 | 0 | 0
7891 | 0 | 0
7892 | 0 | 0
7893 | 0 | 0
7894 | 0 | 0
7895 | 0 | 0
7896 | 0 | 0
7897 | 0 | 0
7898 | 0 | 0
7899 | 0 | 0
7900 | 0 | 0
7901 | 0 | 0
7902 | 0 | 0
7903 | 0 | 0
7904 | 0 | 0
7905 | 0.0112 | 0.0112
7906 | 0.0264 | 0.0264
7907 | 0.0384 | 0.0384
7908 | 0.0488 | 0.0488
7909 | 0.0488 | 0.0488
7910 | 0.044 | 0.044
7911 | 0.028 | 0.028
7912 | 0.0128 | 0.0128
7913 | 0.0008 | 0.0008
7914 | 0 | 0
7915 | 0 | 0
7916 | 0 | 0
7917 | 0 | 0
7918 | 0 | 0
7919 | 0 | 0
7920 | 0 | 0
7921 | 0 | 0
7922 | 0 | 0
7923 | 0 | 0
7924 | 0 | 0
7925 | 0 | 0
7926 | 0 | 0
7927 | 0 | 0
7928 | 0.0008 | 0.0008
7929 | 0.037416 | 0.032926
7930 | 0.07591 | 0.071964
7931 | 0.13091 | 0.11502
7932 | 0.10928 | 0.10636
7933 | 0.10496 | 0.10399
7934 | 0.10787 | 0.10153
7935 | 0.13228 | 0.09566
7936 | 0.038958 | 0.034508
7937 | 0.0008 | 0.0008
7938 | 0 | 0
7939 | 0 | 0
7940 | 0 | 0
7941 | 0 | 0
7942 | 0 | 0
7943 | 0 | 0
7944 | 0 | 0
7945 | 0 | 0
7946 | 0 | 0
7947 | 0 | 0
7948 | 0 | 0
7949 | 0 | 0
7950 | 0 | 0
7951 | 0 | 0
7952 | 0.0016 | 0.0016
7953 | 0.19852 | 0.071514
7954 | 0.31832 | 0.15371
7955 | 0.29646 | 0.17948
7956 | 0.088 | 0.088
7957 | 0.10931 | 0.10636
7958 | 0.11807 | 0.1095
7959 | 0.0624 | 0.0624
7960 | 0.069687 | 0.042293
7961 | 0 | 0
7962 | 0 | 0
7963 | 0 | 0
7964 | 0 | 0
7965 | 0 | 0
7966 | 0 | 0
7967 | 0 | 0
7968 | 0 | 0
7969 | 0 | 0
7970 | 0 | 0
7971 | 0 | 0
7972 | 0 | 0
7973 | 0 | 0
7974 | 0 | 0
7975 | 0 | 0
7976 | 0 | 0
7977 | 0.0184 | 0.0184
7978 | 0.0432 | 0.0432
7979 | 0.0632 | 0.0632
7980 | 0.072 | 0.072
7981 | 0.068 | 0.068
7982 | 0.056 | 0.056
7983 | 0.0376 | 0.0376
7984 | 0.0144 | 0.0144
7985 | 0.0008 | 0.0008
7986 | 0 | 0
7987 | 0 | 0
7988 | 0 | 0
7989 | 0 | 0
7990 | 0 | 0
7991 | 0 | 0
7992 | 0 | 0
7993 | 0 | 0
7994 | 0 | 0
7995 | 0 | 0
7996 | 0 | 0
7997 | 0 | 0
7998 | 0 | 0
7999 | 0 | 0
8000 | 0 | 0
8001 | 0.030569 | 0.028112
8002 | 0.052 | 0.052
8003 | 0.0824 | 0.0824
8004 | 0.072 | 0.072
8005 | 0.08 | 0.08
8006 | 0.0552 | 0.0552
8007 | 0.036 | 0.036
8008 | 0.0184 | 0.0184
8009 | 0 | 0
8010 | 0 | 0
8011 | 0 | 0
8012 | 0 | 0
8013 | 0 | 0
8014 | 0 | 0
8015 | 0 | 0
8016 | 0 | 0
8017 | 0 | 0
8018 | 0 | 0
8019 | 0 | 0
8020 | 0 | 0
8021 | 0 | 0
8022 | 0 | 0
8023 | 0 | 0
8024 | 0 | 0
8025 | 0.0224 | 0.0224
8026 | 0.12277 | 0.086084
8027 | 0.076 | 0.076
8028 | 0.0864 | 0.0864
8029 | 0.099397 | 0.098388
8030 | 0.14027 | 0.11492
8031 | 0.0344 | 0.0344
8032 | 0.0144 | 0.0144
8033 | 0 | 0
8034 | 0 | 0
8035 | 0 | 0
8036 | 0 | 0
8037 | 0 | 0
8038 | 0 | 0
8039 | 0 | 0
8040 | 0 | 0
8041 | 0 | 0
8042 | 0 | 0
8043 | 0 | 0
8044 | 0 | 0
8045 | 0 | 0
8046 | 0 | 0
8047 | 0 | 0
8048 | 0 | 0
8049 | 0.0112 | 0.0112
8050 | 0.0288 | 0.0288
8051 | 0.0512 | 0.0512
8052 | 0.0696 | 0.0696
8053 | 0.0736 | 0.0736
8054 | 0.0632 | 0.0632
8055 | 0.0384 | 0.0384
8056 | 0.0144 | 0.0144
8057 | 0 | 0
8058 | 0 | 0
8059 | 0 | 0
8060 | 0 | 0
8061 | 0 | 0
8062 | 0 | 0
8063 | 0 | 0
8064 | 0 | 0
8065 | 0 | 0
8066 | 0 | 0
8067 | 0 | 0
8068 | 0 | 0
8069 | 0 | 0
8070 | 0 | 0
8071 | 0 | 0
8072 | 0 | 0
8073 | 0.10302 | 0.044364
8074 | 0.21847 | 0.10869
8075 | 0.25948 | 0.15246
8076 | 0.31954 | 0.19211
8077 | 0.16625 | 0.13645
8078 | 0.16579 | 0.13001
8079 | 0.16712 | 0.10103
8080 | 0.15394 | 0.070934
8081 | 0.0008 | 0.0008
8082 | 0 | 0
8083 | 0 | 0
8084 | 0 | 0
8085 | 0 | 0
8086 | 0 | 0
8087 | 0 | 0
8088 | 0 | 0
8089 | 0 | 0
8090 | 0 | 0
8091 | 0 | 0
8092 | 0 | 0
8093 | 0 | 0
8094 | 0 | 0
8095 | 0 | 0
8096 | 0 | 0
8097 | 0.072954 | 0.039818
8098 | 0.34768 | 0.14231
8099 | 0.44864 | 0.22968
8100 | 0.34317 | 0.19831
8101 | 0.25985 | 0.17663
8102 | 0.0544 | 0.0544
8103 | 0.0128 | 0.0128
8104 | 0.0056 | 0.0056
8105 | 0 | 0
8106 | 0 | 0
8107 | 0 | 0
8108 | 0 | 0
8109 | 0 | 0
8110 | 0 | 0
8111 | 0 | 0
8112 | 0 | 0
8113 | 0 | 0
8114 | 0 | 0
8115 | 0 | 0
8116 | 0 | 0
8117 | 0 | 0
8118 | 0 | 0
8119 | 0 | 0
8120 | 0 | 0
8121 | 0.15719 | 0.056936
8122 | 0.33932 | 0.13757
8123 | 0.47881 | 0.21727
8124 | 0.53863 | 0.25271
8125 | 0.54346 | 0.25667
8126 | 0.49457 | 0.22757
8127 | 0.37327 | 0.15656
8128 | 0.20532 | 0.070031
8129 | 0.0008 | 0.0008
8130 | 0 | 0
8131 | 0 | 0
8132 | 0 | 0
8133 | 0 | 0
8134 | 0 | 0
8135 | 0 | 0
8136 | 0 | 0
8137 | 0 | 0
8138 | 0 | 0
8139 | 0 | 0
8140 | 0 | 0
8141 | 0 | 0
8142 | 0 | 0
8143 | 0 | 0
8144 | 0 | 0
8145 | 0.12649 | 0.050592
8146 | 0.28583 | 0.12189
8147 | 0.41213 | 0.19052
8148 | 0.47566 | 0.22837
8149 | 0.47932 | 0.23073
8150 | 0.43009 | 0.19917
8151 | 0.31125 | 0.13291
8152 | 0.14552 | 0.058528
8153 | 0 | 0
8154 | 0 | 0
8155 | 0 | 0
8156 | 0 | 0
8157 | 0 | 0
8158 | 0 | 0
8159 | 0 | 0
8160 | 0 | 0
8161 | 0 | 0
8162 | 0 | 0
8163 | 0 | 0
8164 | 0 | 0
8165 | 0 | 0
8166 | 0 | 0
8167 | 0 | 0
8168 | 0 | 0
8169 | 0.034661 | 0.025552
8170 | 0.077083 | 0.064703
8171 | 0.0616 | 0.0616
8172 | 0.088 | 0.088
8173 | 0.12408 | 0.11348
8174 | 0.23873 | 0.1527
8175 | 0.30056 | 0.14106
8176 | 0.2125 | 0.074422
8177 | 0.0016 | 0.0016
8178 | 0 | 0
8179 | 0 | 0
8180 | 0 | 0
8181 | 0 | 0
8182 | 0 | 0
8183 | 0 | 0
8184 | 0 | 0
8185 | 0 | 0
8186 | 0 | 0
8187 | 0 | 0
8188 | 0 | 0
8189 | 0 | 0
8190 | 0 | 0
8191 | 0 | 0
8192 | 0 | 0
8193 | 0.0144 | 0.0144
8194 | 0.0344 | 0.0344
8195 | 0.0616 | 0.0616
8196 | 0.072 | 0.072
8197 | 0.0784 | 0.0784
8198 | 0.0592 | 0.0592
8199 | 0.0336 | 0.0336
8200 | 0.0088 | 0.0088
8201 | 0 | 0
8202 | 0 | 0
8203 | 0 | 0
8204 | 0 | 0
8205 | 0 | 0
8206 | 0 | 0
8207 | 0 | 0
8208 | 0 | 0
8209 | 0 | 0
8210 | 0 | 0
8211 | 0 | 0
8212 | 0 | 0
8213 | 0 | 0
8214 | 0 | 0
8215 | 0 | 0
8216 | 0 | 0
8217 | 0.0088 | 0.0088
8218 | 0.028 | 0.028
8219 | 0.0416 | 0.0416
8220 | 0.0584 | 0.0584
8221 | 0.0616 | 0.0616
8222 | 0.0552 | 0.0552
8223 | 0.044 | 0.044
8224 | 0.0184 | 0.0184
8225 | 0 | 0
8226 | 0 | 0
8227 | 0 | 0
8228 | 0 | 0
8229 | 0 | 0
8230 | 0 | 0
8231 | 0 | 0
8232 | 0 | 0
8233 | 0 | 0
8234 | 0 | 0
8235 | 0 | 0
8236 | 0 | 0
8237 | 0 | 0
8238 | 0 | 0
8239 | 0 | 0
8240 | 0 | 0
8241 | 0.024412 | 0.021116
8242 | 0.061561 | 0.056764
8243 | 0.22732 | 0.14316
8244 | 0.15991 | 0.12926
8245 | 0.10828 | 0.10395
8246 | 0.096677 | 0.091951
8247 | 0.0512 | 0.0512
8248 | 0.0128 | 0.0128
8249 | 0.0008 | 0.0008
8250 | 0 | 0
8251 | 0 | 0
8252 | 0 | 0
8253 | 0 | 0
8254 | 0 | 0
8255 | 0 | 0
8256 | 0 | 0
8257 | 0 | 0
8258 | 0 | 0
8259 | 0 | 0
8260 | 0 | 0
8261 | 0 | 0
8262 | 0 | 0
8263 | 0 | 0
8264 | 0 | 0
8265 | 0.0096 | 0.0096
8266 | 0.0352 | 0.0352
8267 | 0.16584 | 0.11793
8268 | 0.28266 | 0.17805
8269 | 0.11904 | 0.10707
8270 | 0.0184 | 0.0184
8271 | 0.18586 | 0.11059
8272 | 0.070392 | 0.038112
8273 | 0 | 0
8274 | 0 | 0
8275 | 0 | 0
8276 | 0 | 0
8277 | 0 | 0
8278 | 0 | 0
8279 | 0 | 0
8280 | 0 | 0
8281 | 0 | 0
8282 | 0 | 0
8283 | 0 | 0
8284 | 0 | 0
8285 | 0 | 0
8286 | 0 | 0
8287 | 0 | 0
8288 | 0 | 0
8289 | 0.0024 | 0.0024
8290 | 0.0088 | 0.0088
8291 | 0.02 | 0.02
8292 | 0.0248 | 0.0248
8293 | 0.0384 | 0.0384
8294 | 0.24575 | 0.15265
8295 | 0.17466 | 0.099392
8296 | 0.071905 | 0.039016
8297 | 0 | 0
8298 | 0 | 0
8299 | 0 | 0
8300 | 0 | 0
8301 | 0 | 0
8302 | 0 | 0
8303 | 0 | 0
8304 | 0 | 0
8305 | 0 | 0
8306 | 0 | 0
8307 | 0 | 0
8308 | 0 | 0
8309 | 0 | 0
8310 | 0 | 0
8311 | 0 | 0
8312 | 0 | 0
8313 | 0.0032 | 0.0032
8314 | 0.0384 | 0.0384
8315 | 0.093348 | 0.087139
8316 | 0.14002 | 0.11897
8317 | 0.0776 | 0.0776
8318 | 0.13619 | 0.10852
8319 | 0.17037 | 0.10104
8320 | 0.10928 | 0.054342
8321 | 0 | 0
8322 | 0 | 0
8323 | 0 | 0
8324 | 0 | 0
8325 | 0 | 0
8326 | 0 | 0
8327 | 0 | 0
8328 | 0 | 0
8329 | 0 | 0
8330 | 0 | 0
8331 | 0 | 0
8332 | 0 | 0
8333 | 0 | 0
8334 | 0 | 0
8335 | 0 | 0
8336 | 0 | 0
8337 | 0.0136 | 0.0136
8338 | 0.20386 | 0.10972
8339 | 0.42885 | 0.18887
8340 | 0.51029 | 0.23297
8341 | 0.52147 | 0.23929
8342 | 0.47572 | 0.21093
8343 | 0.35205 | 0.14231
8344 | 0.18752 | 0.06363
8345 | 0.0008 | 0.0008
8346 | 0 | 0
8347 | 0 | 0
8348 | 0 | 0
8349 | 0 | 0
8350 | 0 | 0
8351 | 0 | 0
8352 | 0 | 0
8353 | 0 | 0
8354 | 0 | 0
8355 | 0 | 0
8356 | 0 | 0
8357 | 0 | 0
8358 | 0 | 0
8359 | 0 | 0
8360 | 0 | 0
8361 | 0.0168 | 0.0168
8362 | 0.18709 | 0.095344
8363 | 0.32995 | 0.15996
8364 | 0.35173 | 0.18701
8365 | 0.35959 | 0.19095
8366 | 0.35041 | 0.18311
8367 | 0.32687 | 0.13931
8368 | 0.16663 | 0.062016
8369 | 0.0008 | 0.0008
8370 | 0 | 0
8371 | 0 | 0
8372 | 0 | 0
8373 | 0 | 0
8374 | 0 | 0
8375 | 0 | 0
8376 | 0 | 0
8377 | 0 | 0
8378 | 0 | 0
8379 | 0 | 0
8380 | 0 | 0
8381 | 0 | 0
8382 | 0 | 0
8383 | 0 | 0
8384 | 0 | 0
8385 | 0.0048 | 0.0048
8386 | 0.094152 | 0.067006
8387 | 0.3263 | 0.17293
8388 | 0.41145 | 0.20174
8389 | 0.42951 | 0.21202
8390 | 0.3217 | 0.16887
8391 | 0.24512 | 0.12868
8392 | 0.037424 | 0.029146
8393 | 0.0008 | 0.0008
8394 | 0 | 0
8395 | 0 | 0
8396 | 0 | 0
8397 | 0 | 0
8398 | 0 | 0
8399 | 0 | 0
8400 | 0 | 0
8401 | 0 | 0
8402 | 0 | 0
8403 | 0 | 0
8404 | 0 | 0
8405 | 0 | 0
8406 | 0 | 0
8407 | 0 | 0
8408 | 0 | 0
8409 | 0.0024 | 0.0024
8410 | 0.072021 | 0.058303
8411 | 0.23963 | 0.13823
8412 | 0.18413 | 0.1379
8413 | 0.2614 | 0.16535
8414 | 0.33141 | 0.1712
8415 | 0.21461 | 0.10876
8416 | 0.052958 | 0.033601
8417 | 0.0008 | 0.0008
8418 | 0 | 0
8419 | 0 | 0
8420 | 0 | 0
8421 | 0 | 0
8422 | 0 | 0
8423 | 0 | 0
8424 | 0 | 0
8425 | 0 | 0
8426 | 0 | 0
8427 | 0 | 0
8428 | 0 | 0
8429 | 0 | 0
8430 | 0 | 0
8431 | 0 | 0
8432 | 0 | 0
8433 | 0.0096 | 0.0096
8434 | 0.12812 | 0.07966
8435 | 0.22014 | 0.12954
8436 | 0.17208 | 0.13237
8437 | 0.30191 | 0.18351
8438 | 0.12123 | 0.10059
8439 | 0.23618 | 0.12714
8440 | 0.030025 | 0.027305
8441 | 0 | 0
8442 | 0 | 0
8443 | 0 | 0
8444 | 0 | 0
8445 | 0 | 0
8446 | 0 | 0
8447 | 0 | 0
8448 | 0 | 0
8449 | 0 | 0
8450 | 0 | 0
8451 | 0 | 0
8452 | 0 | 0
8453 | 0 | 0
8454 | 0 | 0
8455 | 0 | 0
8456 | 0 | 0
8457 | 0.0024 | 0.0024
8458 | 0.0344 | 0.0344
8459 | 0.0592 | 0.0592
8460 | 0.072 | 0.072
8461 | 0.0792 | 0.0792
8462 | 0.0768 | 0.0768
8463 | 0.067728 | 0.063164
8464 | 0.049904 | 0.033403
8465 | 0.0008 | 0.0008
8466 | 0 | 0
8467 | 0 | 0
8468 | 0 | 0
8469 | 0 | 0
8470 | 0 | 0
8471 | 0 | 0
8472 | 0 | 0
8473 | 0 | 0
8474 | 0 | 0
8475 | 0 | 0
8476 | 0 | 0
8477 | 0 | 0
8478 | 0 | 0
8479 | 0 | 0
8480 | 0 | 0
8481 | 0.004 | 0.004
8482 | 0.066526 | 0.055927
8483 | 0.22522 | 0.13272
8484 | 0.25647 | 0.16058
8485 | 0.12699 | 0.11022
8486 | 0.0584 | 0.0584
8487 | 0.0528 | 0.0528
8488 | 0.0112 | 0.0112
8489 | 0 | 0
8490 | 0 | 0
8491 | 0 | 0
8492 | 0 | 0
8493 | 0 | 0
8494 | 0 | 0
8495 | 0 | 0
8496 | 0 | 0
8497 | 0 | 0
8498 | 0 | 0
8499 | 0 | 0
8500 | 0 | 0
8501 | 0 | 0
8502 | 0 | 0
8503 | 0 | 0
8504 | 0 | 0
8505 | 0.0024 | 0.0024
8506 | 0.0288 | 0.0288
8507 | 0.0504 | 0.0504
8508 | 0.24195 | 0.1575
8509 | 0.0464 | 0.0464
8510 | 0.15061 | 0.11404
8511 | 0.22422 | 0.11594
8512 | 0.0224 | 0.0224
8513 | 0 | 0
8514 | 0 | 0
8515 | 0 | 0
8516 | 0 | 0
8517 | 0 | 0
8518 | 0 | 0
8519 | 0 | 0
8520 | 0 | 0
8521 | 0 | 0
8522 | 0 | 0
8523 | 0 | 0
8524 | 0 | 0
8525 | 0 | 0
8526 | 0 | 0
8527 | 0 | 0
8528 | 0 | 0
8529 | 0.0024 | 0.0024
8530 | 0.0088 | 0.0088
8531 | 0.0152 | 0.0152
8532 | 0.0184 | 0.0184
8533 | 0.0192 | 0.0192
8534 | 0.0168 | 0.0168
8535 | 0.0112 | 0.0112
8536 | 0.0048 | 0.0048
8537 | 0 | 0
8538 | 0 | 0
8539 | 0 | 0
8540 | 0 | 0
8541 | 0 | 0
8542 | 0 | 0
8543 | 0 | 0
8544 | 0 | 0
8545 | 0 | 0
8546 | 0 | 0
8547 | 0 | 0
8548 | 0 | 0
8549 | 0 | 0
8550 | 0 | 0
8551 | 0 | 0
8552 | 0 | 0
8553 | 0.0192 | 0.0192
8554 | 0.22907 | 0.11925
8555 | 0.31998 | 0.16413
8556 | 0.24886 | 0.16228
8557 | 0.0856 | 0.0856
8558 | 0.0672 | 0.0672
8559 | 0.0128 | 0.0128
8560 | 0.0056 | 0.0056
8561 | 0 | 0
8562 | 0 | 0
8563 | 0 | 0
8564 | 0 | 0
8565 | 0 | 0
8566 | 0 | 0
8567 | 0 | 0
8568 | 0 | 0
8569 | 0 | 0
8570 | 0 | 0
8571 | 0 | 0
8572 | 0 | 0
8573 | 0 | 0
8574 | 0 | 0
8575 | 0 | 0
8576 | 0 | 0
8577 | 0.0024 | 0.0024
8578 | 0.0088 | 0.0088
8579 | 0.0152 | 0.0152
8580 | 0.0184 | 0.0184
8581 | 0.0192 | 0.0192
8582 | 0.0168 | 0.0168
8583 | 0.0112 | 0.0112
8584 | 0.0048 | 0.0048
8585 | 0 | 0
8586 | 0 | 0
8587 | 0 | 0
8588 | 0 | 0
8589 | 0 | 0
8590 | 0 | 0
8591 | 0 | 0
8592 | 0 | 0
8593 | 0 | 0
8594 | 0 | 0
8595 | 0 | 0
8596 | 0 | 0
8597 | 0 | 0
8598 | 0 | 0
8599 | 0 | 0
8600 | 0 | 0
8601 | 0.0096 | 0.0096
8602 | 0.12734 | 0.07726
8603 | 0.21439 | 0.1288
8604 | 0.24821 | 0.15824
8605 | 0.22306 | 0.15931
8606 | 0.172 | 0.12836
8607 | 0.12779 | 0.090096
8608 | 0.056578 | 0.038101
8609 | 0 | 0
8610 | 0 | 0
8611 | 0 | 0
8612 | 0 | 0
8613 | 0 | 0
8614 | 0 | 0
8615 | 0 | 0
8616 | 0 | 0
8617 | 0 | 0
8618 | 0 | 0
8619 | 0 | 0
8620 | 0 | 0
8621 | 0 | 0
8622 | 0 | 0
8623 | 0 | 0
8624 | 0 | 0
8625 | 0.0024 | 0.0024
8626 | 0.0208 | 0.0208
8627 | 0.0352 | 0.0352
8628 | 0.0432 | 0.0432
8629 | 0.048 | 0.048
8630 | 0.0448 | 0.0448
8631 | 0.0288 | 0.0288
8632 | 0.0104 | 0.0104
8633 | 0 | 0
8634 | 0 | 0
8635 | 0 | 0
8636 | 0 | 0
8637 | 0 | 0
8638 | 0 | 0
8639 | 0 | 0
8640 | 0 | 0
8641 | 0 | 0
8642 | 0 | 0
8643 | 0 | 0
8644 | 0 | 0
8645 | 0 | 0
8646 | 0 | 0
8647 | 0 | 0
8648 | 0 | 0
8649 | 0.0024 | 0.0024
8650 | 0.0344 | 0.0344
8651 | 0.0584 | 0.0584
8652 | 0.0648 | 0.0648
8653 | 0.0648 | 0.0648
8654 | 0.0776 | 0.0776
8655 | 0.0608 | 0.0608
8656 | 0.0256 | 0.0256
8657 | 0 | 0
8658 | 0 | 0
8659 | 0 | 0
8660 | 0 | 0
8661 | 0 | 0
8662 | 0 | 0
8663 | 0 | 0
8664 | 0 | 0
8665 | 0 | 0
8666 | 0 | 0
8667 | 0 | 0
8668 | 0 | 0
8669 | 0 | 0
8670 | 0 | 0
8671 | 0 | 0
8672 | 0 | 0
8673 | 0.0072 | 0.0072
8674 | 0.1052 | 0.067745
8675 | 0.15399 | 0.11645
8676 | 0.17892 | 0.13796
8677 | 0.1874 | 0.14514
8678 | 0.12577 | 0.10782
8679 | 0.086176 | 0.074303
8680 | 0.0216 | 0.0216
8681 | 0 | 0
8682 | 0 | 0
8683 | 0 | 0
8684 | 0 | 0
8685 | 0 | 0
8686 | 0 | 0
8687 | 0 | 0
8688 | 0 | 0
8689 | 0 | 0
8690 | 0 | 0
8691 | 0 | 0
8692 | 0 | 0
8693 | 0 | 0
8694 | 0 | 0
8695 | 0 | 0
8696 | 0 | 0
8697 | 0.0024 | 0.0024
8698 | 0.0184 | 0.0184
8699 | 0.0304 | 0.0304
8700 | 0.0384 | 0.0384
8701 | 0.0416 | 0.0416
8702 | 0.0384 | 0.0384
8703 | 0.0256 | 0.0256
8704 | 0.0112 | 0.0112
8705 | 0.0008 | 0.0008
8706 | 0 | 0
8707 | 0 | 0
8708 | 0 | 0
8709 | 0 | 0
8710 | 0 | 0
8711 | 0 | 0
8712 | 0 | 0
8713 | 0 | 0
8714 | 0 | 0
8715 | 0 | 0
8716 | 0 | 0
8717 | 0 | 0
8718 | 0 | 0
8719 | 0 | 0
8720 | 0 | 0
8721 | 0.0024 | 0.0024
8722 | 0.0208 | 0.0208
8723 | 0.0384 | 0.0384
8724 | 0.0488 | 0.0488
8725 | 0.0488 | 0.0488
8726 | 0.0408 | 0.0408
8727 | 0.028 | 0.028
8728 | 0.0128 | 0.0128
8729 | 0.0008 | 0.0008
8730 | 0 | 0
8731 | 0 | 0
8732 | 0 | 0
8733 | 0 | 0
8734 | 0 | 0
8735 | 0 | 0
8736 | 0 | 0
8737 | 0 | 0
8738 | 0 | 0
8739 | 0 | 0
8740 | 0 | 0
8741 | 0 | 0
8742 | 0 | 0
8743 | 0 | 0
8744 | 0 | 0
8745 | 0.0144 | 0.0144
8746 | 0.073408 | 0.057491
8747 | 0.0528 | 0.0528
8748 | 0.0824 | 0.0824
8749 | 0.0688 | 0.0688
8750 | 0.19142 | 0.13219
8751 | 0.095449 | 0.076642
8752 | 0.0064 | 0.0064
8753 | 0.0008 | 0.0008
8754 | 0 | 0
8755 | 0 | 0
8756 | 0 | 0
8757 | 0 | 0
8758 | 0 | 0
8759 | 0 | 0
8760 | 0 | 0

## Buy-Sell-Price
t | Geothermal Heat | Gridelec Mix | Gridelec Green
0 | 60 | 170 | 180
1 | 60 | 170 | 180
2 | 60 | 170 | 180
3 | 60 | 170 | 180
4 | 60 | 170 | 180
5 | 60 | 170 | 180
6 | 60 | 170 | 180
7 | 60 | 170 | 180
8 | 60 | 170 | 180
9 | 60 | 170 | 180
10 | 60 | 170 | 180
11 | 60 | 170 | 180
12 | 60 | 170 | 180
13 | 60 | 170 | 180
14 | 60 | 170 | 180
15 | 60 | 170 | 180
16 | 60 | 170 | 180
17 | 60 | 170 | 180
18 | 60 | 170 | 180
19 | 60 | 170 | 180
20 | 60 | 170 | 180
21 | 60 | 170 | 180
22 | 60 | 170 | 180
23 | 60 | 170 | 180
24 | 60 | 170 | 180
25 | 60 | 170 | 180
26 | 60 | 170 | 180
27 | 60 | 170 | 180
28 | 60 | 170 | 180
29 | 60 | 170 | 180
30 | 60 | 170 | 180
31 | 60 | 170 | 180
32 | 60 | 170 | 180
33 | 60 | 170 | 180
34 | 60 | 170 | 180
35 | 60 | 170 | 180
36 | 60 | 170 | 180
37 | 60 | 170 | 180
38 | 60 | 170 | 180
39 | 60 | 170 | 180
40 | 60 | 170 | 180
41 | 60 | 170 | 180
42 | 60 | 170 | 180
43 | 60 | 170 | 180
44 | 60 | 170 | 180
45 | 60 | 170 | 180
46 | 60 | 170 | 180
47 | 60 | 170 | 180
48 | 60 | 170 | 180
49 | 60 | 170 | 180
50 | 60 | 170 | 180
51 | 60 | 170 | 180
52 | 60 | 170 | 180
53 | 60 | 170 | 180
54 | 60 | 170 | 180
55 | 60 | 170 | 180
56 | 60 | 170 | 180
57 | 60 | 170 | 180
58 | 60 | 170 | 180
59 | 60 | 170 | 180
60 | 60 | 170 | 180
61 | 60 | 170 | 180
62 | 60 | 170 | 180
63 | 60 | 170 | 180
64 | 60 | 170 | 180
65 | 60 | 170 | 180
66 | 60 | 170 | 180
67 | 60 | 170 | 180
68 | 60 | 170 | 180
69 | 60 | 170 | 180
70 | 60 | 170 | 180
71 | 60 | 170 | 180
72 | 60 | 170 | 180
73 | 60 | 170 | 180
74 | 60 | 170 | 180
75 | 60 | 170 | 180
76 | 60 | 170 | 180
77 | 60 | 170 | 180
78 | 60 | 170 | 180
79 | 60 | 170 | 180
80 | 60 | 170 | 180
81 | 60 | 170 | 180
82 | 60 | 170 | 180
83 | 60 | 170 | 180
84 | 60 | 170 | 180
85 | 60 | 170 | 180
86 | 60 | 170 | 180
87 | 60 | 170 | 180
88 | 60 | 170 | 180
89 | 60 | 170 | 180
90 | 60 | 170 | 180
91 | 60 | 170 | 180
92 | 60 | 170 | 180
93 | 60 | 170 | 180
94 | 60 | 170 | 180
95 | 60 | 170 | 180
96 | 60 | 170 | 180
97 | 60 | 170 | 180
98 | 60 | 170 | 180
99 | 60 | 170 | 180
100 | 60 | 170 | 180
101 | 60 | 170 | 180
102 | 60 | 170 | 180
103 | 60 | 170 | 180
104 | 60 | 170 | 180
105 | 60 | 170 | 180
106 | 60 | 170 | 180
107 | 60 | 170 | 180
108 | 60 | 170 | 180
109 | 60 | 170 | 180
110 | 60 | 170 | 180
111 | 60 | 170 | 180
112 | 60 | 170 | 180
113 | 60 | 170 | 180
114 | 60 | 170 | 180
115 | 60 | 170 | 180
116 | 60 | 170 | 180
117 | 60 | 170 | 180
118 | 60 | 170 | 180
119 | 60 | 170 | 180
120 | 60 | 170 | 180
121 | 60 | 170 | 180
122 | 60 | 170 | 180
123 | 60 | 170 | 180
124 | 60 | 170 | 180
125 | 60 | 170 | 180
126 | 60 | 170 | 180
127 | 60 | 170 | 180
128 | 60 | 170 | 180
129 | 60 | 170 | 180
130 | 60 | 170 | 180
131 | 60 | 170 | 180
132 | 60 | 170 | 180
133 | 60 | 170 | 180
134 | 60 | 170 | 180
135 | 60 | 170 | 180
136 | 60 | 170 | 180
137 | 60 | 170 | 180
138 | 60 | 170 | 180
139 | 60 | 170 | 180
140 | 60 | 170 | 180
141 | 60 | 170 | 180
142 | 60 | 170 | 180
143 | 60 | 170 | 180
144 | 60 | 170 | 180
145 | 60 | 170 | 180
146 | 60 | 170 | 180
147 | 60 | 170 | 180
148 | 60 | 170 | 180
149 | 60 | 170 | 180
150 | 60 | 170 | 180
151 | 60 | 170 | 180
152 | 60 | 170 | 180
153 | 60 | 170 | 180
154 | 60 | 170 | 180
155 | 60 | 170 | 180
156 | 60 | 170 | 180
157 | 60 | 170 | 180
158 | 60 | 170 | 180
159 | 60 | 170 | 180
160 | 60 | 170 | 180
161 | 60 | 170 | 180
162 | 60 | 170 | 180
163 | 60 | 170 | 180
164 | 60 | 170 | 180
165 | 60 | 170 | 180
166 | 60 | 170 | 180
167 | 60 | 170 | 180
168 | 60 | 170 | 180
169 | 60 | 170 | 180
170 | 60 | 170 | 180
171 | 60 | 170 | 180
172 | 60 | 170 | 180
173 | 60 | 170 | 180
174 | 60 | 170 | 180
175 | 60 | 170 | 180
176 | 60 | 170 | 180
177 | 60 | 170 | 180
178 | 60 | 170 | 180
179 | 60 | 170 | 180
180 | 60 | 170 | 180
181 | 60 | 170 | 180
182 | 60 | 170 | 180
183 | 60 | 170 | 180
184 | 60 | 170 | 180
185 | 60 | 170 | 180
186 | 60 | 170 | 180
187 | 60 | 170 | 180
188 | 60 | 170 | 180
189 | 60 | 170 | 180
190 | 60 | 170 | 180
191 | 60 | 170 | 180
192 | 60 | 170 | 180
193 | 60 | 170 | 180
194 | 60 | 170 | 180
195 | 60 | 170 | 180
196 | 60 | 170 | 180
197 | 60 | 170 | 180
198 | 60 | 170 | 180
199 | 60 | 170 | 180
200 | 60 | 170 | 180
201 | 60 | 170 | 180
202 | 60 | 170 | 180
203 | 60 | 170 | 180
204 | 60 | 170 | 180
205 | 60 | 170 | 180
206 | 60 | 170 | 180
207 | 60 | 170 | 180
208 | 60 | 170 | 180
209 | 60 | 170 | 180
210 | 60 | 170 | 180
211 | 60 | 170 | 180
212 | 60 | 170 | 180
213 | 60 | 170 | 180
214 | 60 | 170 | 180
215 | 60 | 170 | 180
216 | 60 | 170 | 180
217 | 60 | 170 | 180
218 | 60 | 170 | 180
219 | 60 | 170 | 180
220 | 60 | 170 | 180
221 | 60 | 170 | 180
222 | 60 | 170 | 180
223 | 60 | 170 | 180
224 | 60 | 170 | 180
225 | 60 | 170 | 180
226 | 60 | 170 | 180
227 | 60 | 170 | 180
228 | 60 | 170 | 180
229 | 60 | 170 | 180
230 | 60 | 170 | 180
231 | 60 | 170 | 180
232 | 60 | 170 | 180
233 | 60 | 170 | 180
234 | 60 | 170 | 180
235 | 60 | 170 | 180
236 | 60 | 170 | 180
237 | 60 | 170 | 180
238 | 60 | 170 | 180
239 | 60 | 170 | 180
240 | 60 | 170 | 180
241 | 60 | 170 | 180
242 | 60 | 170 | 180
243 | 60 | 170 | 180
244 | 60 | 170 | 180
245 | 60 | 170 | 180
246 | 60 | 170 | 180
247 | 60 | 170 | 180
248 | 60 | 170 | 180
249 | 60 | 170 | 180
250 | 60 | 170 | 180
251 | 60 | 170 | 180
252 | 60 | 170 | 180
253 | 60 | 170 | 180
254 | 60 | 170 | 180
255 | 60 | 170 | 180
256 | 60 | 170 | 180
257 | 60 | 170 | 180
258 | 60 | 170 | 180
259 | 60 | 170 | 180
260 | 60 | 170 | 180
261 | 60 | 170 | 180
262 | 60 | 170 | 180
263 | 60 | 170 | 180
264 | 60 | 170 | 180
265 | 60 | 170 | 180
266 | 60 | 170 | 180
267 | 60 | 170 | 180
268 | 60 | 170 | 180
269 | 60 | 170 | 180
270 | 60 | 170 | 180
271 | 60 | 170 | 180
272 | 60 | 170 | 180
273 | 60 | 170 | 180
274 | 60 | 170 | 180
275 | 60 | 170 | 180
276 | 60 | 170 | 180
277 | 60 | 170 | 180
278 | 60 | 170 | 180
279 | 60 | 170 | 180
280 | 60 | 170 | 180
281 | 60 | 170 | 180
282 | 60 | 170 | 180
283 | 60 | 170 | 180
284 | 60 | 170 | 180
285 | 60 | 170 | 180
286 | 60 | 170 | 180
287 | 60 | 170 | 180
288 | 60 | 170 | 180
289 | 60 | 170 | 180
290 | 60 | 170 | 180
291 | 60 | 170 | 180
292 | 60 | 170 | 180
293 | 60 | 170 | 180
294 | 60 | 170 | 180
295 | 60 | 170 | 180
296 | 60 | 170 | 180
297 | 60 | 170 | 180
298 | 60 | 170 | 180
299 | 60 | 170 | 180
300 | 60 | 170 | 180
301 | 60 | 170 | 180
302 | 60 | 170 | 180
303 | 60 | 170 | 180
304 | 60 | 170 | 180
305 | 60 | 170 | 180
306 | 60 | 170 | 180
307 | 60 | 170 | 180
308 | 60 | 170 | 180
309 | 60 | 170 | 180
310 | 60 | 170 | 180
311 | 60 | 170 | 180
312 | 60 | 170 | 180
313 | 60 | 170 | 180
314 | 60 | 170 | 180
315 | 60 | 170 | 180
316 | 60 | 170 | 180
317 | 60 | 170 | 180
318 | 60 | 170 | 180
319 | 60 | 170 | 180
320 | 60 | 170 | 180
321 | 60 | 170 | 180
322 | 60 | 170 | 180
323 | 60 | 170 | 180
324 | 60 | 170 | 180
325 | 60 | 170 | 180
326 | 60 | 170 | 180
327 | 60 | 170 | 180
328 | 60 | 170 | 180
329 | 60 | 170 | 180
330 | 60 | 170 | 180
331 | 60 | 170 | 180
332 | 60 | 170 | 180
333 | 60 | 170 | 180
334 | 60 | 170 | 180
335 | 60 | 170 | 180
336 | 60 | 170 | 180
337 | 60 | 170 | 180
338 | 60 | 170 | 180
339 | 60 | 170 | 180
340 | 60 | 170 | 180
341 | 60 | 170 | 180
342 | 60 | 170 | 180
343 | 60 | 170 | 180
344 | 60 | 170 | 180
345 | 60 | 170 | 180
346 | 60 | 170 | 180
347 | 60 | 170 | 180
348 | 60 | 170 | 180
349 | 60 | 170 | 180
350 | 60 | 170 | 180
351 | 60 | 170 | 180
352 | 60 | 170 | 180
353 | 60 | 170 | 180
354 | 60 | 170 | 180
355 | 60 | 170 | 180
356 | 60 | 170 | 180
357 | 60 | 170 | 180
358 | 60 | 170 | 180
359 | 60 | 170 | 180
360 | 60 | 170 | 180
361 | 60 | 170 | 180
362 | 60 | 170 | 180
363 | 60 | 170 | 180
364 | 60 | 170 | 180
365 | 60 | 170 | 180
366 | 60 | 170 | 180
367 | 60 | 170 | 180
368 | 60 | 170 | 180
369 | 60 | 170 | 180
370 | 60 | 170 | 180
371 | 60 | 170 | 180
372 | 60 | 170 | 180
373 | 60 | 170 | 180
374 | 60 | 170 | 180
375 | 60 | 170 | 180
376 | 60 | 170 | 180
377 | 60 | 170 | 180
378 | 60 | 170 | 180
379 | 60 | 170 | 180
380 | 60 | 170 | 180
381 | 60 | 170 | 180
382 | 60 | 170 | 180
383 | 60 | 170 | 180
384 | 60 | 170 | 180
385 | 60 | 170 | 180
386 | 60 | 170 | 180
387 | 60 | 170 | 180
388 | 60 | 170 | 180
389 | 60 | 170 | 180
390 | 60 | 170 | 180
391 | 60 | 170 | 180
392 | 60 | 170 | 180
393 | 60 | 170 | 180
394 | 60 | 170 | 180
395 | 60 | 170 | 180
396 | 60 | 170 | 180
397 | 60 | 170 | 180
398 | 60 | 170 | 180
399 | 60 | 170 | 180
400 | 60 | 170 | 180
401 | 60 | 170 | 180
402 | 60 | 170 | 180
403 | 60 | 170 | 180
404 | 60 | 170 | 180
405 | 60 | 170 | 180
406 | 60 | 170 | 180
407 | 60 | 170 | 180
408 | 60 | 170 | 180
409 | 60 | 170 | 180
410 | 60 | 170 | 180
411 | 60 | 170 | 180
412 | 60 | 170 | 180
413 | 60 | 170 | 180
414 | 60 | 170 | 180
415 | 60 | 170 | 180
416 | 60 | 170 | 180
417 | 60 | 170 | 180
418 | 60 | 170 | 180
419 | 60 | 170 | 180
420 | 60 | 170 | 180
421 | 60 | 170 | 180
422 | 60 | 170 | 180
423 | 60 | 170 | 180
424 | 60 | 170 | 180
425 | 60 | 170 | 180
426 | 60 | 170 | 180
427 | 60 | 170 | 180
428 | 60 | 170 | 180
429 | 60 | 170 | 180
430 | 60 | 170 | 180
431 | 60 | 170 | 180
432 | 60 | 170 | 180
433 | 60 | 170 | 180
434 | 60 | 170 | 180
435 | 60 | 170 | 180
436 | 60 | 170 | 180
437 | 60 | 170 | 180
438 | 60 | 170 | 180
439 | 60 | 170 | 180
440 | 60 | 170 | 180
441 | 60 | 170 | 180
442 | 60 | 170 | 180
443 | 60 | 170 | 180
444 | 60 | 170 | 180
445 | 60 | 170 | 180
446 | 60 | 170 | 180
447 | 60 | 170 | 180
448 | 60 | 170 | 180
449 | 60 | 170 | 180
450 | 60 | 170 | 180
451 | 60 | 170 | 180
452 | 60 | 170 | 180
453 | 60 | 170 | 180
454 | 60 | 170 | 180
455 | 60 | 170 | 180
456 | 60 | 170 | 180
457 | 60 | 170 | 180
458 | 60 | 170 | 180
459 | 60 | 170 | 180
460 | 60 | 170 | 180
461 | 60 | 170 | 180
462 | 60 | 170 | 180
463 | 60 | 170 | 180
464 | 60 | 170 | 180
465 | 60 | 170 | 180
466 | 60 | 170 | 180
467 | 60 | 170 | 180
468 | 60 | 170 | 180
469 | 60 | 170 | 180
470 | 60 | 170 | 180
471 | 60 | 170 | 180
472 | 60 | 170 | 180
473 | 60 | 170 | 180
474 | 60 | 170 | 180
475 | 60 | 170 | 180
476 | 60 | 170 | 180
477 | 60 | 170 | 180
478 | 60 | 170 | 180
479 | 60 | 170 | 180
480 | 60 | 170 | 180
481 | 60 | 170 | 180
482 | 60 | 170 | 180
483 | 60 | 170 | 180
484 | 60 | 170 | 180
485 | 60 | 170 | 180
486 | 60 | 170 | 180
487 | 60 | 170 | 180
488 | 60 | 170 | 180
489 | 60 | 170 | 180
490 | 60 | 170 | 180
491 | 60 | 170 | 180
492 | 60 | 170 | 180
493 | 60 | 170 | 180
494 | 60 | 170 | 180
495 | 60 | 170 | 180
496 | 60 | 170 | 180
497 | 60 | 170 | 180
498 | 60 | 170 | 180
499 | 60 | 170 | 180
500 | 60 | 170 | 180
501 | 60 | 170 | 180
502 | 60 | 170 | 180
503 | 60 | 170 | 180
504 | 60 | 170 | 180
505 | 60 | 170 | 180
506 | 60 | 170 | 180
507 | 60 | 170 | 180
508 | 60 | 170 | 180
509 | 60 | 170 | 180
510 | 60 | 170 | 180
511 | 60 | 170 | 180
512 | 60 | 170 | 180
513 | 60 | 170 | 180
514 | 60 | 170 | 180
515 | 60 | 170 | 180
516 | 60 | 170 | 180
517 | 60 | 170 | 180
518 | 60 | 170 | 180
519 | 60 | 170 | 180
520 | 60 | 170 | 180
521 | 60 | 170 | 180
522 | 60 | 170 | 180
523 | 60 | 170 | 180
524 | 60 | 170 | 180
525 | 60 | 170 | 180
526 | 60 | 170 | 180
527 | 60 | 170 | 180
528 | 60 | 170 | 180
529 | 60 | 170 | 180
530 | 60 | 170 | 180
531 | 60 | 170 | 180
532 | 60 | 170 | 180
533 | 60 | 170 | 180
534 | 60 | 170 | 180
535 | 60 | 170 | 180
536 | 60 | 170 | 180
537 | 60 | 170 | 180
538 | 60 | 170 | 180
539 | 60 | 170 | 180
540 | 60 | 170 | 180
541 | 60 | 170 | 180
542 | 60 | 170 | 180
543 | 60 | 170 | 180
544 | 60 | 170 | 180
545 | 60 | 170 | 180
546 | 60 | 170 | 180
547 | 60 | 170 | 180
548 | 60 | 170 | 180
549 | 60 | 170 | 180
550 | 60 | 170 | 180
551 | 60 | 170 | 180
552 | 60 | 170 | 180
553 | 60 | 170 | 180
554 | 60 | 170 | 180
555 | 60 | 170 | 180
556 | 60 | 170 | 180
557 | 60 | 170 | 180
558 | 60 | 170 | 180
559 | 60 | 170 | 180
560 | 60 | 170 | 180
561 | 60 | 170 | 180
562 | 60 | 170 | 180
563 | 60 | 170 | 180
564 | 60 | 170 | 180
565 | 60 | 170 | 180
566 | 60 | 170 | 180
567 | 60 | 170 | 180
568 | 60 | 170 | 180
569 | 60 | 170 | 180
570 | 60 | 170 | 180
571 | 60 | 170 | 180
572 | 60 | 170 | 180
573 | 60 | 170 | 180
574 | 60 | 170 | 180
575 | 60 | 170 | 180
576 | 60 | 170 | 180
577 | 60 | 170 | 180
578 | 60 | 170 | 180
579 | 60 | 170 | 180
580 | 60 | 170 | 180
581 | 60 | 170 | 180
582 | 60 | 170 | 180
583 | 60 | 170 | 180
584 | 60 | 170 | 180
585 | 60 | 170 | 180
586 | 60 | 170 | 180
587 | 60 | 170 | 180
588 | 60 | 170 | 180
589 | 60 | 170 | 180
590 | 60 | 170 | 180
591 | 60 | 170 | 180
592 | 60 | 170 | 180
593 | 60 | 170 | 180
594 | 60 | 170 | 180
595 | 60 | 170 | 180
596 | 60 | 170 | 180
597 | 60 | 170 | 180
598 | 60 | 170 | 180
599 | 60 | 170 | 180
600 | 60 | 170 | 180
601 | 60 | 170 | 180
602 | 60 | 170 | 180
603 | 60 | 170 | 180
604 | 60 | 170 | 180
605 | 60 | 170 | 180
606 | 60 | 170 | 180
607 | 60 | 170 | 180
608 | 60 | 170 | 180
609 | 60 | 170 | 180
610 | 60 | 170 | 180
611 | 60 | 170 | 180
612 | 60 | 170 | 180
613 | 60 | 170 | 180
614 | 60 | 170 | 180
615 | 60 | 170 | 180
616 | 60 | 170 | 180
617 | 60 | 170 | 180
618 | 60 | 170 | 180
619 | 60 | 170 | 180
620 | 60 | 170 | 180
621 | 60 | 170 | 180
622 | 60 | 170 | 180
623 | 60 | 170 | 180
624 | 60 | 170 | 180
625 | 60 | 170 | 180
626 | 60 | 170 | 180
627 | 60 | 170 | 180
628 | 60 | 170 | 180
629 | 60 | 170 | 180
630 | 60 | 170 | 180
631 | 60 | 170 | 180
632 | 60 | 170 | 180
633 | 60 | 170 | 180
634 | 60 | 170 | 180
635 | 60 | 170 | 180
636 | 60 | 170 | 180
637 | 60 | 170 | 180
638 | 60 | 170 | 180
639 | 60 | 170 | 180
640 | 60 | 170 | 180
641 | 60 | 170 | 180
642 | 60 | 170 | 180
643 | 60 | 170 | 180
644 | 60 | 170 | 180
645 | 60 | 170 | 180
646 | 60 | 170 | 180
647 | 60 | 170 | 180
648 | 60 | 170 | 180
649 | 60 | 170 | 180
650 | 60 | 170 | 180
651 | 60 | 170 | 180
652 | 60 | 170 | 180
653 | 60 | 170 | 180
654 | 60 | 170 | 180
655 | 60 | 170 | 180
656 | 60 | 170 | 180
657 | 60 | 170 | 180
658 | 60 | 170 | 180
659 | 60 | 170 | 180
660 | 60 | 170 | 180
661 | 60 | 170 | 180
662 | 60 | 170 | 180
663 | 60 | 170 | 180
664 | 60 | 170 | 180
665 | 60 | 170 | 180
666 | 60 | 170 | 180
667 | 60 | 170 | 180
668 | 60 | 170 | 180
669 | 60 | 170 | 180
670 | 60 | 170 | 180
671 | 60 | 170 | 180
672 | 60 | 170 | 180
673 | 60 | 170 | 180
674 | 60 | 170 | 180
675 | 60 | 170 | 180
676 | 60 | 170 | 180
677 | 60 | 170 | 180
678 | 60 | 170 | 180
679 | 60 | 170 | 180
680 | 60 | 170 | 180
681 | 60 | 170 | 180
682 | 60 | 170 | 180
683 | 60 | 170 | 180
684 | 60 | 170 | 180
685 | 60 | 170 | 180
686 | 60 | 170 | 180
687 | 60 | 170 | 180
688 | 60 | 170 | 180
689 | 60 | 170 | 180
690 | 60 | 170 | 180
691 | 60 | 170 | 180
692 | 60 | 170 | 180
693 | 60 | 170 | 180
694 | 60 | 170 | 180
695 | 60 | 170 | 180
696 | 60 | 170 | 180
697 | 60 | 170 | 180
698 | 60 | 170 | 180
699 | 60 | 170 | 180
700 | 60 | 170 | 180
701 | 60 | 170 | 180
702 | 60 | 170 | 180
703 | 60 | 170 | 180
704 | 60 | 170 | 180
705 | 60 | 170 | 180
706 | 60 | 170 | 180
707 | 60 | 170 | 180
708 | 60 | 170 | 180
709 | 60 | 170 | 180
710 | 60 | 170 | 180
711 | 60 | 170 | 180
712 | 60 | 170 | 180
713 | 60 | 170 | 180
714 | 60 | 170 | 180
715 | 60 | 170 | 180
716 | 60 | 170 | 180
717 | 60 | 170 | 180
718 | 60 | 170 | 180
719 | 60 | 170 | 180
720 | 60 | 170 | 180
721 | 60 | 170 | 180
722 | 60 | 170 | 180
723 | 60 | 170 | 180
724 | 60 | 170 | 180
725 | 60 | 170 | 180
726 | 60 | 170 | 180
727 | 60 | 170 | 180
728 | 60 | 170 | 180
729 | 60 | 170 | 180
730 | 60 | 170 | 180
731 | 60 | 170 | 180
732 | 60 | 170 | 180
733 | 60 | 170 | 180
734 | 60 | 170 | 180
735 | 60 | 170 | 180
736 | 60 | 170 | 180
737 | 60 | 170 | 180
738 | 60 | 170 | 180
739 | 60 | 170 | 180
740 | 60 | 170 | 180
741 | 60 | 170 | 180
742 | 60 | 170 | 180
743 | 60 | 170 | 180
744 | 60 | 170 | 180
745 | 60 | 170 | 180
746 | 60 | 170 | 180
747 | 60 | 170 | 180
748 | 60 | 170 | 180
749 | 60 | 170 | 180
750 | 60 | 170 | 180
751 | 60 | 170 | 180
752 | 60 | 170 | 180
753 | 60 | 170 | 180
754 | 60 | 170 | 180
755 | 60 | 170 | 180
756 | 60 | 170 | 180
757 | 60 | 170 | 180
758 | 60 | 170 | 180
759 | 60 | 170 | 180
760 | 60 | 170 | 180
761 | 60 | 170 | 180
762 | 60 | 170 | 180
763 | 60 | 170 | 180
764 | 60 | 170 | 180
765 | 60 | 170 | 180
766 | 60 | 170 | 180
767 | 60 | 170 | 180
768 | 60 | 170 | 180
769 | 60 | 170 | 180
770 | 60 | 170 | 180
771 | 60 | 170 | 180
772 | 60 | 170 | 180
773 | 60 | 170 | 180
774 | 60 | 170 | 180
775 | 60 | 170 | 180
776 | 60 | 170 | 180
777 | 60 | 170 | 180
778 | 60 | 170 | 180
779 | 60 | 170 | 180
780 | 60 | 170 | 180
781 | 60 | 170 | 180
782 | 60 | 170 | 180
783 | 60 | 170 | 180
784 | 60 | 170 | 180
785 | 60 | 170 | 180
786 | 60 | 170 | 180
787 | 60 | 170 | 180
788 | 60 | 170 | 180
789 | 60 | 170 | 180
790 | 60 | 170 | 180
791 | 60 | 170 | 180
792 | 60 | 170 | 180
793 | 60 | 170 | 180
794 | 60 | 170 | 180
795 | 60 | 170 | 180
796 | 60 | 170 | 180
797 | 60 | 170 | 180
798 | 60 | 170 | 180
799 | 60 | 170 | 180
800 | 60 | 170 | 180
801 | 60 | 170 | 180
802 | 60 | 170 | 180
803 | 60 | 170 | 180
804 | 60 | 170 | 180
805 | 60 | 170 | 180
806 | 60 | 170 | 180
807 | 60 | 170 | 180
808 | 60 | 170 | 180
809 | 60 | 170 | 180
810 | 60 | 170 | 180
811 | 60 | 170 | 180
812 | 60 | 170 | 180
813 | 60 | 170 | 180
814 | 60 | 170 | 180
815 | 60 | 170 | 180
816 | 60 | 170 | 180
817 | 60 | 170 | 180
818 | 60 | 170 | 180
819 | 60 | 170 | 180
820 | 60 | 170 | 180
821 | 60 | 170 | 180
822 | 60 | 170 | 180
823 | 60 | 170 | 180
824 | 60 | 170 | 180
825 | 60 | 170 | 180
826 | 60 | 170 | 180
827 | 60 | 170 | 180
828 | 60 | 170 | 180
829 | 60 | 170 | 180
830 | 60 | 170 | 180
831 | 60 | 170 | 180
832 | 60 | 170 | 180
833 | 60 | 170 | 180
834 | 60 | 170 | 180
835 | 60 | 170 | 180
836 | 60 | 170 | 180
837 | 60 | 170 | 180
838 | 60 | 170 | 180
839 | 60 | 170 | 180
840 | 60 | 170 | 180
841 | 60 | 170 | 180
842 | 60 | 170 | 180
843 | 60 | 170 | 180
844 | 60 | 170 | 180
845 | 60 | 170 | 180
846 | 60 | 170 | 180
847 | 60 | 170 | 180
848 | 60 | 170 | 180
849 | 60 | 170 | 180
850 | 60 | 170 | 180
851 | 60 | 170 | 180
852 | 60 | 170 | 180
853 | 60 | 170 | 180
854 | 60 | 170 | 180
855 | 60 | 170 | 180
856 | 60 | 170 | 180
857 | 60 | 170 | 180
858 | 60 | 170 | 180
859 | 60 | 170 | 180
860 | 60 | 170 | 180
861 | 60 | 170 | 180
862 | 60 | 170 | 180
863 | 60 | 170 | 180
864 | 60 | 170 | 180
865 | 60 | 170 | 180
866 | 60 | 170 | 180
867 | 60 | 170 | 180
868 | 60 | 170 | 180
869 | 60 | 170 | 180
870 | 60 | 170 | 180
871 | 60 | 170 | 180
872 | 60 | 170 | 180
873 | 60 | 170 | 180
874 | 60 | 170 | 180
875 | 60 | 170 | 180
876 | 60 | 170 | 180
877 | 60 | 170 | 180
878 | 60 | 170 | 180
879 | 60 | 170 | 180
880 | 60 | 170 | 180
881 | 60 | 170 | 180
882 | 60 | 170 | 180
883 | 60 | 170 | 180
884 | 60 | 170 | 180
885 | 60 | 170 | 180
886 | 60 | 170 | 180
887 | 60 | 170 | 180
888 | 60 | 170 | 180
889 | 60 | 170 | 180
890 | 60 | 170 | 180
891 | 60 | 170 | 180
892 | 60 | 170 | 180
893 | 60 | 170 | 180
894 | 60 | 170 | 180
895 | 60 | 170 | 180
896 | 60 | 170 | 180
897 | 60 | 170 | 180
898 | 60 | 170 | 180
899 | 60 | 170 | 180
900 | 60 | 170 | 180
901 | 60 | 170 | 180
902 | 60 | 170 | 180
903 | 60 | 170 | 180
904 | 60 | 170 | 180
905 | 60 | 170 | 180
906 | 60 | 170 | 180
907 | 60 | 170 | 180
908 | 60 | 170 | 180
909 | 60 | 170 | 180
910 | 60 | 170 | 180
911 | 60 | 170 | 180
912 | 60 | 170 | 180
913 | 60 | 170 | 180
914 | 60 | 170 | 180
915 | 60 | 170 | 180
916 | 60 | 170 | 180
917 | 60 | 170 | 180
918 | 60 | 170 | 180
919 | 60 | 170 | 180
920 | 60 | 170 | 180
921 | 60 | 170 | 180
922 | 60 | 170 | 180
923 | 60 | 170 | 180
924 | 60 | 170 | 180
925 | 60 | 170 | 180
926 | 60 | 170 | 180
927 | 60 | 170 | 180
928 | 60 | 170 | 180
929 | 60 | 170 | 180
930 | 60 | 170 | 180
931 | 60 | 170 | 180
932 | 60 | 170 | 180
933 | 60 | 170 | 180
934 | 60 | 170 | 180
935 | 60 | 170 | 180
936 | 60 | 170 | 180
937 | 60 | 170 | 180
938 | 60 | 170 | 180
939 | 60 | 170 | 180
940 | 60 | 170 | 180
941 | 60 | 170 | 180
942 | 60 | 170 | 180
943 | 60 | 170 | 180
944 | 60 | 170 | 180
945 | 60 | 170 | 180
946 | 60 | 170 | 180
947 | 60 | 170 | 180
948 | 60 | 170 | 180
949 | 60 | 170 | 180
950 | 60 | 170 | 180
951 | 60 | 170 | 180
952 | 60 | 170 | 180
953 | 60 | 170 | 180
954 | 60 | 170 | 180
955 | 60 | 170 | 180
956 | 60 | 170 | 180
957 | 60 | 170 | 180
958 | 60 | 170 | 180
959 | 60 | 170 | 180
960 | 60 | 170 | 180
961 | 60 | 170 | 180
962 | 60 | 170 | 180
963 | 60 | 170 | 180
964 | 60 | 170 | 180
965 | 60 | 170 | 180
966 | 60 | 170 | 180
967 | 60 | 170 | 180
968 | 60 | 170 | 180
969 | 60 | 170 | 180
970 | 60 | 170 | 180
971 | 60 | 170 | 180
972 | 60 | 170 | 180
973 | 60 | 170 | 180
974 | 60 | 170 | 180
975 | 60 | 170 | 180
976 | 60 | 170 | 180
977 | 60 | 170 | 180
978 | 60 | 170 | 180
979 | 60 | 170 | 180
980 | 60 | 170 | 180
981 | 60 | 170 | 180
982 | 60 | 170 | 180
983 | 60 | 170 | 180
984 | 60 | 170 | 180
985 | 60 | 170 | 180
986 | 60 | 170 | 180
987 | 60 | 170 | 180
988 | 60 | 170 | 180
989 | 60 | 170 | 180
990 | 60 | 170 | 180
991 | 60 | 170 | 180
992 | 60 | 170 | 180
993 | 60 | 170 | 180
994 | 60 | 170 | 180
995 | 60 | 170 | 180
996 | 60 | 170 | 180
997 | 60 | 170 | 180
998 | 60 | 170 | 180
999 | 60 | 170 | 180
1000 | 60 | 170 | 180
1001 | 60 | 170 | 180
1002 | 60 | 170 | 180
1003 | 60 | 170 | 180
1004 | 60 | 170 | 180
1005 | 60 | 170 | 180
1006 | 60 | 170 | 180
1007 | 60 | 170 | 180
1008 | 60 | 170 | 180
1009 | 60 | 170 | 180
1010 | 60 | 170 | 180
1011 | 60 | 170 | 180
1012 | 60 | 170 | 180
1013 | 60 | 170 | 180
1014 | 60 | 170 | 180
1015 | 60 | 170 | 180
1016 | 60 | 170 | 180
1017 | 60 | 170 | 180
1018 | 60 | 170 | 180
1019 | 60 | 170 | 180
1020 | 60 | 170 | 180
1021 | 60 | 170 | 180
1022 | 60 | 170 | 180
1023 | 60 | 170 | 180
1024 | 60 | 170 | 180
1025 | 60 | 170 | 180
1026 | 60 | 170 | 180
1027 | 60 | 170 | 180
1028 | 60 | 170 | 180
1029 | 60 | 170 | 180
1030 | 60 | 170 | 180
1031 | 60 | 170 | 180
1032 | 60 | 170 | 180
1033 | 60 | 170 | 180
1034 | 60 | 170 | 180
1035 | 60 | 170 | 180
1036 | 60 | 170 | 180
1037 | 60 | 170 | 180
1038 | 60 | 170 | 180
1039 | 60 | 170 | 180
1040 | 60 | 170 | 180
1041 | 60 | 170 | 180
1042 | 60 | 170 | 180
1043 | 60 | 170 | 180
1044 | 60 | 170 | 180
1045 | 60 | 170 | 180
1046 | 60 | 170 | 180
1047 | 60 | 170 | 180
1048 | 60 | 170 | 180
1049 | 60 | 170 | 180
1050 | 60 | 170 | 180
1051 | 60 | 170 | 180
1052 | 60 | 170 | 180
1053 | 60 | 170 | 180
1054 | 60 | 170 | 180
1055 | 60 | 170 | 180
1056 | 60 | 170 | 180
1057 | 60 | 170 | 180
1058 | 60 | 170 | 180
1059 | 60 | 170 | 180
1060 | 60 | 170 | 180
1061 | 60 | 170 | 180
1062 | 60 | 170 | 180
1063 | 60 | 170 | 180
1064 | 60 | 170 | 180
1065 | 60 | 170 | 180
1066 | 60 | 170 | 180
1067 | 60 | 170 | 180
1068 | 60 | 170 | 180
1069 | 60 | 170 | 180
1070 | 60 | 170 | 180
1071 | 60 | 170 | 180
1072 | 60 | 170 | 180
1073 | 60 | 170 | 180
1074 | 60 | 170 | 180
1075 | 60 | 170 | 180
1076 | 60 | 170 | 180
1077 | 60 | 170 | 180
1078 | 60 | 170 | 180
1079 | 60 | 170 | 180
1080 | 60 | 170 | 180
1081 | 60 | 170 | 180
1082 | 60 | 170 | 180
1083 | 60 | 170 | 180
1084 | 60 | 170 | 180
1085 | 60 | 170 | 180
1086 | 60 | 170 | 180
1087 | 60 | 170 | 180
1088 | 60 | 170 | 180
1089 | 60 | 170 | 180
1090 | 60 | 170 | 180
1091 | 60 | 170 | 180
1092 | 60 | 170 | 180
1093 | 60 | 170 | 180
1094 | 60 | 170 | 180
1095 | 60 | 170 | 180
1096 | 60 | 170 | 180
1097 | 60 | 170 | 180
1098 | 60 | 170 | 180
1099 | 60 | 170 | 180
1100 | 60 | 170 | 180
1101 | 60 | 170 | 180
1102 | 60 | 170 | 180
1103 | 60 | 170 | 180
1104 | 60 | 170 | 180
1105 | 60 | 170 | 180
1106 | 60 | 170 | 180
1107 | 60 | 170 | 180
1108 | 60 | 170 | 180
1109 | 60 | 170 | 180
1110 | 60 | 170 | 180
1111 | 60 | 170 | 180
1112 | 60 | 170 | 180
1113 | 60 | 170 | 180
1114 | 60 | 170 | 180
1115 | 60 | 170 | 180
1116 | 60 | 170 | 180
1117 | 60 | 170 | 180
1118 | 60 | 170 | 180
1119 | 60 | 170 | 180
1120 | 60 | 170 | 180
1121 | 60 | 170 | 180
1122 | 60 | 170 | 180
1123 | 60 | 170 | 180
1124 | 60 | 170 | 180
1125 | 60 | 170 | 180
1126 | 60 | 170 | 180
1127 | 60 | 170 | 180
1128 | 60 | 170 | 180
1129 | 60 | 170 | 180
1130 | 60 | 170 | 180
1131 | 60 | 170 | 180
1132 | 60 | 170 | 180
1133 | 60 | 170 | 180
1134 | 60 | 170 | 180
1135 | 60 | 170 | 180
1136 | 60 | 170 | 180
1137 | 60 | 170 | 180
1138 | 60 | 170 | 180
1139 | 60 | 170 | 180
1140 | 60 | 170 | 180
1141 | 60 | 170 | 180
1142 | 60 | 170 | 180
1143 | 60 | 170 | 180
1144 | 60 | 170 | 180
1145 | 60 | 170 | 180
1146 | 60 | 170 | 180
1147 | 60 | 170 | 180
1148 | 60 | 170 | 180
1149 | 60 | 170 | 180
1150 | 60 | 170 | 180
1151 | 60 | 170 | 180
1152 | 60 | 170 | 180
1153 | 60 | 170 | 180
1154 | 60 | 170 | 180
1155 | 60 | 170 | 180
1156 | 60 | 170 | 180
1157 | 60 | 170 | 180
1158 | 60 | 170 | 180
1159 | 60 | 170 | 180
1160 | 60 | 170 | 180
1161 | 60 | 170 | 180
1162 | 60 | 170 | 180
1163 | 60 | 170 | 180
1164 | 60 | 170 | 180
1165 | 60 | 170 | 180
1166 | 60 | 170 | 180
1167 | 60 | 170 | 180
1168 | 60 | 170 | 180
1169 | 60 | 170 | 180
1170 | 60 | 170 | 180
1171 | 60 | 170 | 180
1172 | 60 | 170 | 180
1173 | 60 | 170 | 180
1174 | 60 | 170 | 180
1175 | 60 | 170 | 180
1176 | 60 | 170 | 180
1177 | 60 | 170 | 180
1178 | 60 | 170 | 180
1179 | 60 | 170 | 180
1180 | 60 | 170 | 180
1181 | 60 | 170 | 180
1182 | 60 | 170 | 180
1183 | 60 | 170 | 180
1184 | 60 | 170 | 180
1185 | 60 | 170 | 180
1186 | 60 | 170 | 180
1187 | 60 | 170 | 180
1188 | 60 | 170 | 180
1189 | 60 | 170 | 180
1190 | 60 | 170 | 180
1191 | 60 | 170 | 180
1192 | 60 | 170 | 180
1193 | 60 | 170 | 180
1194 | 60 | 170 | 180
1195 | 60 | 170 | 180
1196 | 60 | 170 | 180
1197 | 60 | 170 | 180
1198 | 60 | 170 | 180
1199 | 60 | 170 | 180
1200 | 60 | 170 | 180
1201 | 60 | 170 | 180
1202 | 60 | 170 | 180
1203 | 60 | 170 | 180
1204 | 60 | 170 | 180
1205 | 60 | 170 | 180
1206 | 60 | 170 | 180
1207 | 60 | 170 | 180
1208 | 60 | 170 | 180
1209 | 60 | 170 | 180
1210 | 60 | 170 | 180
1211 | 60 | 170 | 180
1212 | 60 | 170 | 180
1213 | 60 | 170 | 180
1214 | 60 | 170 | 180
1215 | 60 | 170 | 180
1216 | 60 | 170 | 180
1217 | 60 | 170 | 180
1218 | 60 | 170 | 180
1219 | 60 | 170 | 180
1220 | 60 | 170 | 180
1221 | 60 | 170 | 180
1222 | 60 | 170 | 180
1223 | 60 | 170 | 180
1224 | 60 | 170 | 180
1225 | 60 | 170 | 180
1226 | 60 | 170 | 180
1227 | 60 | 170 | 180
1228 | 60 | 170 | 180
1229 | 60 | 170 | 180
1230 | 60 | 170 | 180
1231 | 60 | 170 | 180
1232 | 60 | 170 | 180
1233 | 60 | 170 | 180
1234 | 60 | 170 | 180
1235 | 60 | 170 | 180
1236 | 60 | 170 | 180
1237 | 60 | 170 | 180
1238 | 60 | 170 | 180
1239 | 60 | 170 | 180
1240 | 60 | 170 | 180
1241 | 60 | 170 | 180
1242 | 60 | 170 | 180
1243 | 60 | 170 | 180
1244 | 60 | 170 | 180
1245 | 60 | 170 | 180
1246 | 60 | 170 | 180
1247 | 60 | 170 | 180
1248 | 60 | 170 | 180
1249 | 60 | 170 | 180
1250 | 60 | 170 | 180
1251 | 60 | 170 | 180
1252 | 60 | 170 | 180
1253 | 60 | 170 | 180
1254 | 60 | 170 | 180
1255 | 60 | 170 | 180
1256 | 60 | 170 | 180
1257 | 60 | 170 | 180
1258 | 60 | 170 | 180
1259 | 60 | 170 | 180
1260 | 60 | 170 | 180
1261 | 60 | 170 | 180
1262 | 60 | 170 | 180
1263 | 60 | 170 | 180
1264 | 60 | 170 | 180
1265 | 60 | 170 | 180
1266 | 60 | 170 | 180
1267 | 60 | 170 | 180
1268 | 60 | 170 | 180
1269 | 60 | 170 | 180
1270 | 60 | 170 | 180
1271 | 60 | 170 | 180
1272 | 60 | 170 | 180
1273 | 60 | 170 | 180
1274 | 60 | 170 | 180
1275 | 60 | 170 | 180
1276 | 60 | 170 | 180
1277 | 60 | 170 | 180
1278 | 60 | 170 | 180
1279 | 60 | 170 | 180
1280 | 60 | 170 | 180
1281 | 60 | 170 | 180
1282 | 60 | 170 | 180
1283 | 60 | 170 | 180
1284 | 60 | 170 | 180
1285 | 60 | 170 | 180
1286 | 60 | 170 | 180
1287 | 60 | 170 | 180
1288 | 60 | 170 | 180
1289 | 60 | 170 | 180
1290 | 60 | 170 | 180
1291 | 60 | 170 | 180
1292 | 60 | 170 | 180
1293 | 60 | 170 | 180
1294 | 60 | 170 | 180
1295 | 60 | 170 | 180
1296 | 60 | 170 | 180
1297 | 60 | 170 | 180
1298 | 60 | 170 | 180
1299 | 60 | 170 | 180
1300 | 60 | 170 | 180
1301 | 60 | 170 | 180
1302 | 60 | 170 | 180
1303 | 60 | 170 | 180
1304 | 60 | 170 | 180
1305 | 60 | 170 | 180
1306 | 60 | 170 | 180
1307 | 60 | 170 | 180
1308 | 60 | 170 | 180
1309 | 60 | 170 | 180
1310 | 60 | 170 | 180
1311 | 60 | 170 | 180
1312 | 60 | 170 | 180
1313 | 60 | 170 | 180
1314 | 60 | 170 | 180
1315 | 60 | 170 | 180
1316 | 60 | 170 | 180
1317 | 60 | 170 | 180
1318 | 60 | 170 | 180
1319 | 60 | 170 | 180
1320 | 60 | 170 | 180
1321 | 60 | 170 | 180
1322 | 60 | 170 | 180
1323 | 60 | 170 | 180
1324 | 60 | 170 | 180
1325 | 60 | 170 | 180
1326 | 60 | 170 | 180
1327 | 60 | 170 | 180
1328 | 60 | 170 | 180
1329 | 60 | 170 | 180
1330 | 60 | 170 | 180
1331 | 60 | 170 | 180
1332 | 60 | 170 | 180
1333 | 60 | 170 | 180
1334 | 60 | 170 | 180
1335 | 60 | 170 | 180
1336 | 60 | 170 | 180
1337 | 60 | 170 | 180
1338 | 60 | 170 | 180
1339 | 60 | 170 | 180
1340 | 60 | 170 | 180
1341 | 60 | 170 | 180
1342 | 60 | 170 | 180
1343 | 60 | 170 | 180
1344 | 60 | 170 | 180
1345 | 60 | 170 | 180
1346 | 60 | 170 | 180
1347 | 60 | 170 | 180
1348 | 60 | 170 | 180
1349 | 60 | 170 | 180
1350 | 60 | 170 | 180
1351 | 60 | 170 | 180
1352 | 60 | 170 | 180
1353 | 60 | 170 | 180
1354 | 60 | 170 | 180
1355 | 60 | 170 | 180
1356 | 60 | 170 | 180
1357 | 60 | 170 | 180
1358 | 60 | 170 | 180
1359 | 60 | 170 | 180
1360 | 60 | 170 | 180
1361 | 60 | 170 | 180
1362 | 60 | 170 | 180
1363 | 60 | 170 | 180
1364 | 60 | 170 | 180
1365 | 60 | 170 | 180
1366 | 60 | 170 | 180
1367 | 60 | 170 | 180
1368 | 60 | 170 | 180
1369 | 60 | 170 | 180
1370 | 60 | 170 | 180
1371 | 60 | 170 | 180
1372 | 60 | 170 | 180
1373 | 60 | 170 | 180
1374 | 60 | 170 | 180
1375 | 60 | 170 | 180
1376 | 60 | 170 | 180
1377 | 60 | 170 | 180
1378 | 60 | 170 | 180
1379 | 60 | 170 | 180
1380 | 60 | 170 | 180
1381 | 60 | 170 | 180
1382 | 60 | 170 | 180
1383 | 60 | 170 | 180
1384 | 60 | 170 | 180
1385 | 60 | 170 | 180
1386 | 60 | 170 | 180
1387 | 60 | 170 | 180
1388 | 60 | 170 | 180
1389 | 60 | 170 | 180
1390 | 60 | 170 | 180
1391 | 60 | 170 | 180
1392 | 60 | 170 | 180
1393 | 60 | 170 | 180
1394 | 60 | 170 | 180
1395 | 60 | 170 | 180
1396 | 60 | 170 | 180
1397 | 60 | 170 | 180
1398 | 60 | 170 | 180
1399 | 60 | 170 | 180
1400 | 60 | 170 | 180
1401 | 60 | 170 | 180
1402 | 60 | 170 | 180
1403 | 60 | 170 | 180
1404 | 60 | 170 | 180
1405 | 60 | 170 | 180
1406 | 60 | 170 | 180
1407 | 60 | 170 | 180
1408 | 60 | 170 | 180
1409 | 60 | 170 | 180
1410 | 60 | 170 | 180
1411 | 60 | 170 | 180
1412 | 60 | 170 | 180
1413 | 60 | 170 | 180
1414 | 60 | 170 | 180
1415 | 60 | 170 | 180
1416 | 60 | 170 | 180
1417 | 60 | 170 | 180
1418 | 60 | 170 | 180
1419 | 60 | 170 | 180
1420 | 60 | 170 | 180
1421 | 60 | 170 | 180
1422 | 60 | 170 | 180
1423 | 60 | 170 | 180
1424 | 60 | 170 | 180
1425 | 60 | 170 | 180
1426 | 60 | 170 | 180
1427 | 60 | 170 | 180
1428 | 60 | 170 | 180
1429 | 60 | 170 | 180
1430 | 60 | 170 | 180
1431 | 60 | 170 | 180
1432 | 60 | 170 | 180
1433 | 60 | 170 | 180
1434 | 60 | 170 | 180
1435 | 60 | 170 | 180
1436 | 60 | 170 | 180
1437 | 60 | 170 | 180
1438 | 60 | 170 | 180
1439 | 60 | 170 | 180
1440 | 60 | 170 | 180
1441 | 60 | 170 | 180
1442 | 60 | 170 | 180
1443 | 60 | 170 | 180
1444 | 60 | 170 | 180
1445 | 60 | 170 | 180
1446 | 60 | 170 | 180
1447 | 60 | 170 | 180
1448 | 60 | 170 | 180
1449 | 60 | 170 | 180
1450 | 60 | 170 | 180
1451 | 60 | 170 | 180
1452 | 60 | 170 | 180
1453 | 60 | 170 | 180
1454 | 60 | 170 | 180
1455 | 60 | 170 | 180
1456 | 60 | 170 | 180
1457 | 60 | 170 | 180
1458 | 60 | 170 | 180
1459 | 60 | 170 | 180
1460 | 60 | 170 | 180
1461 | 60 | 170 | 180
1462 | 60 | 170 | 180
1463 | 60 | 170 | 180
1464 | 60 | 170 | 180
1465 | 60 | 170 | 180
1466 | 60 | 170 | 180
1467 | 60 | 170 | 180
1468 | 60 | 170 | 180
1469 | 60 | 170 | 180
1470 | 60 | 170 | 180
1471 | 60 | 170 | 180
1472 | 60 | 170 | 180
1473 | 60 | 170 | 180
1474 | 60 | 170 | 180
1475 | 60 | 170 | 180
1476 | 60 | 170 | 180
1477 | 60 | 170 | 180
1478 | 60 | 170 | 180
1479 | 60 | 170 | 180
1480 | 60 | 170 | 180
1481 | 60 | 170 | 180
1482 | 60 | 170 | 180
1483 | 60 | 170 | 180
1484 | 60 | 170 | 180
1485 | 60 | 170 | 180
1486 | 60 | 170 | 180
1487 | 60 | 170 | 180
1488 | 60 | 170 | 180
1489 | 60 | 170 | 180
1490 | 60 | 170 | 180
1491 | 60 | 170 | 180
1492 | 60 | 170 | 180
1493 | 60 | 170 | 180
1494 | 60 | 170 | 180
1495 | 60 | 170 | 180
1496 | 60 | 170 | 180
1497 | 60 | 170 | 180
1498 | 60 | 170 | 180
1499 | 60 | 170 | 180
1500 | 60 | 170 | 180
1501 | 60 | 170 | 180
1502 | 60 | 170 | 180
1503 | 60 | 170 | 180
1504 | 60 | 170 | 180
1505 | 60 | 170 | 180
1506 | 60 | 170 | 180
1507 | 60 | 170 | 180
1508 | 60 | 170 | 180
1509 | 60 | 170 | 180
1510 | 60 | 170 | 180
1511 | 60 | 170 | 180
1512 | 60 | 170 | 180
1513 | 60 | 170 | 180
1514 | 60 | 170 | 180
1515 | 60 | 170 | 180
1516 | 60 | 170 | 180
1517 | 60 | 170 | 180
1518 | 60 | 170 | 180
1519 | 60 | 170 | 180
1520 | 60 | 170 | 180
1521 | 60 | 170 | 180
1522 | 60 | 170 | 180
1523 | 60 | 170 | 180
1524 | 60 | 170 | 180
1525 | 60 | 170 | 180
1526 | 60 | 170 | 180
1527 | 60 | 170 | 180
1528 | 60 | 170 | 180
1529 | 60 | 170 | 180
1530 | 60 | 170 | 180
1531 | 60 | 170 | 180
1532 | 60 | 170 | 180
1533 | 60 | 170 | 180
1534 | 60 | 170 | 180
1535 | 60 | 170 | 180
1536 | 60 | 170 | 180
1537 | 60 | 170 | 180
1538 | 60 | 170 | 180
1539 | 60 | 170 | 180
1540 | 60 | 170 | 180
1541 | 60 | 170 | 180
1542 | 60 | 170 | 180
1543 | 60 | 170 | 180
1544 | 60 | 170 | 180
1545 | 60 | 170 | 180
1546 | 60 | 170 | 180
1547 | 60 | 170 | 180
1548 | 60 | 170 | 180
1549 | 60 | 170 | 180
1550 | 60 | 170 | 180
1551 | 60 | 170 | 180
1552 | 60 | 170 | 180
1553 | 60 | 170 | 180
1554 | 60 | 170 | 180
1555 | 60 | 170 | 180
1556 | 60 | 170 | 180
1557 | 60 | 170 | 180
1558 | 60 | 170 | 180
1559 | 60 | 170 | 180
1560 | 60 | 170 | 180
1561 | 60 | 170 | 180
1562 | 60 | 170 | 180
1563 | 60 | 170 | 180
1564 | 60 | 170 | 180
1565 | 60 | 170 | 180
1566 | 60 | 170 | 180
1567 | 60 | 170 | 180
1568 | 60 | 170 | 180
1569 | 60 | 170 | 180
1570 | 60 | 170 | 180
1571 | 60 | 170 | 180
1572 | 60 | 170 | 180
1573 | 60 | 170 | 180
1574 | 60 | 170 | 180
1575 | 60 | 170 | 180
1576 | 60 | 170 | 180
1577 | 60 | 170 | 180
1578 | 60 | 170 | 180
1579 | 60 | 170 | 180
1580 | 60 | 170 | 180
1581 | 60 | 170 | 180
1582 | 60 | 170 | 180
1583 | 60 | 170 | 180
1584 | 60 | 170 | 180
1585 | 60 | 170 | 180
1586 | 60 | 170 | 180
1587 | 60 | 170 | 180
1588 | 60 | 170 | 180
1589 | 60 | 170 | 180
1590 | 60 | 170 | 180
1591 | 60 | 170 | 180
1592 | 60 | 170 | 180
1593 | 60 | 170 | 180
1594 | 60 | 170 | 180
1595 | 60 | 170 | 180
1596 | 60 | 170 | 180
1597 | 60 | 170 | 180
1598 | 60 | 170 | 180
1599 | 60 | 170 | 180
1600 | 60 | 170 | 180
1601 | 60 | 170 | 180
1602 | 60 | 170 | 180
1603 | 60 | 170 | 180
1604 | 60 | 170 | 180
1605 | 60 | 170 | 180
1606 | 60 | 170 | 180
1607 | 60 | 170 | 180
1608 | 60 | 170 | 180
1609 | 60 | 170 | 180
1610 | 60 | 170 | 180
1611 | 60 | 170 | 180
1612 | 60 | 170 | 180
1613 | 60 | 170 | 180
1614 | 60 | 170 | 180
1615 | 60 | 170 | 180
1616 | 60 | 170 | 180
1617 | 60 | 170 | 180
1618 | 60 | 170 | 180
1619 | 60 | 170 | 180
1620 | 60 | 170 | 180
1621 | 60 | 170 | 180
1622 | 60 | 170 | 180
1623 | 60 | 170 | 180
1624 | 60 | 170 | 180
1625 | 60 | 170 | 180
1626 | 60 | 170 | 180
1627 | 60 | 170 | 180
1628 | 60 | 170 | 180
1629 | 60 | 170 | 180
1630 | 60 | 170 | 180
1631 | 60 | 170 | 180
1632 | 60 | 170 | 180
1633 | 60 | 170 | 180
1634 | 60 | 170 | 180
1635 | 60 | 170 | 180
1636 | 60 | 170 | 180
1637 | 60 | 170 | 180
1638 | 60 | 170 | 180
1639 | 60 | 170 | 180
1640 | 60 | 170 | 180
1641 | 60 | 170 | 180
1642 | 60 | 170 | 180
1643 | 60 | 170 | 180
1644 | 60 | 170 | 180
1645 | 60 | 170 | 180
1646 | 60 | 170 | 180
1647 | 60 | 170 | 180
1648 | 60 | 170 | 180
1649 | 60 | 170 | 180
1650 | 60 | 170 | 180
1651 | 60 | 170 | 180
1652 | 60 | 170 | 180
1653 | 60 | 170 | 180
1654 | 60 | 170 | 180
1655 | 60 | 170 | 180
1656 | 60 | 170 | 180
1657 | 60 | 170 | 180
1658 | 60 | 170 | 180
1659 | 60 | 170 | 180
1660 | 60 | 170 | 180
1661 | 60 | 170 | 180
1662 | 60 | 170 | 180
1663 | 60 | 170 | 180
1664 | 60 | 170 | 180
1665 | 60 | 170 | 180
1666 | 60 | 170 | 180
1667 | 60 | 170 | 180
1668 | 60 | 170 | 180
1669 | 60 | 170 | 180
1670 | 60 | 170 | 180
1671 | 60 | 170 | 180
1672 | 60 | 170 | 180
1673 | 60 | 170 | 180
1674 | 60 | 170 | 180
1675 | 60 | 170 | 180
1676 | 60 | 170 | 180
1677 | 60 | 170 | 180
1678 | 60 | 170 | 180
1679 | 60 | 170 | 180
1680 | 60 | 170 | 180
1681 | 60 | 170 | 180
1682 | 60 | 170 | 180
1683 | 60 | 170 | 180
1684 | 60 | 170 | 180
1685 | 60 | 170 | 180
1686 | 60 | 170 | 180
1687 | 60 | 170 | 180
1688 | 60 | 170 | 180
1689 | 60 | 170 | 180
1690 | 60 | 170 | 180
1691 | 60 | 170 | 180
1692 | 60 | 170 | 180
1693 | 60 | 170 | 180
1694 | 60 | 170 | 180
1695 | 60 | 170 | 180
1696 | 60 | 170 | 180
1697 | 60 | 170 | 180
1698 | 60 | 170 | 180
1699 | 60 | 170 | 180
1700 | 60 | 170 | 180
1701 | 60 | 170 | 180
1702 | 60 | 170 | 180
1703 | 60 | 170 | 180
1704 | 60 | 170 | 180
1705 | 60 | 170 | 180
1706 | 60 | 170 | 180
1707 | 60 | 170 | 180
1708 | 60 | 170 | 180
1709 | 60 | 170 | 180
1710 | 60 | 170 | 180
1711 | 60 | 170 | 180
1712 | 60 | 170 | 180
1713 | 60 | 170 | 180
1714 | 60 | 170 | 180
1715 | 60 | 170 | 180
1716 | 60 | 170 | 180
1717 | 60 | 170 | 180
1718 | 60 | 170 | 180
1719 | 60 | 170 | 180
1720 | 60 | 170 | 180
1721 | 60 | 170 | 180
1722 | 60 | 170 | 180
1723 | 60 | 170 | 180
1724 | 60 | 170 | 180
1725 | 60 | 170 | 180
1726 | 60 | 170 | 180
1727 | 60 | 170 | 180
1728 | 60 | 170 | 180
1729 | 60 | 170 | 180
1730 | 60 | 170 | 180
1731 | 60 | 170 | 180
1732 | 60 | 170 | 180
1733 | 60 | 170 | 180
1734 | 60 | 170 | 180
1735 | 60 | 170 | 180
1736 | 60 | 170 | 180
1737 | 60 | 170 | 180
1738 | 60 | 170 | 180
1739 | 60 | 170 | 180
1740 | 60 | 170 | 180
1741 | 60 | 170 | 180
1742 | 60 | 170 | 180
1743 | 60 | 170 | 180
1744 | 60 | 170 | 180
1745 | 60 | 170 | 180
1746 | 60 | 170 | 180
1747 | 60 | 170 | 180
1748 | 60 | 170 | 180
1749 | 60 | 170 | 180
1750 | 60 | 170 | 180
1751 | 60 | 170 | 180
1752 | 60 | 170 | 180
1753 | 60 | 170 | 180
1754 | 60 | 170 | 180
1755 | 60 | 170 | 180
1756 | 60 | 170 | 180
1757 | 60 | 170 | 180
1758 | 60 | 170 | 180
1759 | 60 | 170 | 180
1760 | 60 | 170 | 180
1761 | 60 | 170 | 180
1762 | 60 | 170 | 180
1763 | 60 | 170 | 180
1764 | 60 | 170 | 180
1765 | 60 | 170 | 180
1766 | 60 | 170 | 180
1767 | 60 | 170 | 180
1768 | 60 | 170 | 180
1769 | 60 | 170 | 180
1770 | 60 | 170 | 180
1771 | 60 | 170 | 180
1772 | 60 | 170 | 180
1773 | 60 | 170 | 180
1774 | 60 | 170 | 180
1775 | 60 | 170 | 180
1776 | 60 | 170 | 180
1777 | 60 | 170 | 180
1778 | 60 | 170 | 180
1779 | 60 | 170 | 180
1780 | 60 | 170 | 180
1781 | 60 | 170 | 180
1782 | 60 | 170 | 180
1783 | 60 | 170 | 180
1784 | 60 | 170 | 180
1785 | 60 | 170 | 180
1786 | 60 | 170 | 180
1787 | 60 | 170 | 180
1788 | 60 | 170 | 180
1789 | 60 | 170 | 180
1790 | 60 | 170 | 180
1791 | 60 | 170 | 180
1792 | 60 | 170 | 180
1793 | 60 | 170 | 180
1794 | 60 | 170 | 180
1795 | 60 | 170 | 180
1796 | 60 | 170 | 180
1797 | 60 | 170 | 180
1798 | 60 | 170 | 180
1799 | 60 | 170 | 180
1800 | 60 | 170 | 180
1801 | 60 | 170 | 180
1802 | 60 | 170 | 180
1803 | 60 | 170 | 180
1804 | 60 | 170 | 180
1805 | 60 | 170 | 180
1806 | 60 | 170 | 180
1807 | 60 | 170 | 180
1808 | 60 | 170 | 180
1809 | 60 | 170 | 180
1810 | 60 | 170 | 180
1811 | 60 | 170 | 180
1812 | 60 | 170 | 180
1813 | 60 | 170 | 180
1814 | 60 | 170 | 180
1815 | 60 | 170 | 180
1816 | 60 | 170 | 180
1817 | 60 | 170 | 180
1818 | 60 | 170 | 180
1819 | 60 | 170 | 180
1820 | 60 | 170 | 180
1821 | 60 | 170 | 180
1822 | 60 | 170 | 180
1823 | 60 | 170 | 180
1824 | 60 | 170 | 180
1825 | 60 | 170 | 180
1826 | 60 | 170 | 180
1827 | 60 | 170 | 180
1828 | 60 | 170 | 180
1829 | 60 | 170 | 180
1830 | 60 | 170 | 180
1831 | 60 | 170 | 180
1832 | 60 | 170 | 180
1833 | 60 | 170 | 180
1834 | 60 | 170 | 180
1835 | 60 | 170 | 180
1836 | 60 | 170 | 180
1837 | 60 | 170 | 180
1838 | 60 | 170 | 180
1839 | 60 | 170 | 180
1840 | 60 | 170 | 180
1841 | 60 | 170 | 180
1842 | 60 | 170 | 180
1843 | 60 | 170 | 180
1844 | 60 | 170 | 180
1845 | 60 | 170 | 180
1846 | 60 | 170 | 180
1847 | 60 | 170 | 180
1848 | 60 | 170 | 180
1849 | 60 | 170 | 180
1850 | 60 | 170 | 180
1851 | 60 | 170 | 180
1852 | 60 | 170 | 180
1853 | 60 | 170 | 180
1854 | 60 | 170 | 180
1855 | 60 | 170 | 180
1856 | 60 | 170 | 180
1857 | 60 | 170 | 180
1858 | 60 | 170 | 180
1859 | 60 | 170 | 180
1860 | 60 | 170 | 180
1861 | 60 | 170 | 180
1862 | 60 | 170 | 180
1863 | 60 | 170 | 180
1864 | 60 | 170 | 180
1865 | 60 | 170 | 180
1866 | 60 | 170 | 180
1867 | 60 | 170 | 180
1868 | 60 | 170 | 180
1869 | 60 | 170 | 180
1870 | 60 | 170 | 180
1871 | 60 | 170 | 180
1872 | 60 | 170 | 180
1873 | 60 | 170 | 180
1874 | 60 | 170 | 180
1875 | 60 | 170 | 180
1876 | 60 | 170 | 180
1877 | 60 | 170 | 180
1878 | 60 | 170 | 180
1879 | 60 | 170 | 180
1880 | 60 | 170 | 180
1881 | 60 | 170 | 180
1882 | 60 | 170 | 180
1883 | 60 | 170 | 180
1884 | 60 | 170 | 180
1885 | 60 | 170 | 180
1886 | 60 | 170 | 180
1887 | 60 | 170 | 180
1888 | 60 | 170 | 180
1889 | 60 | 170 | 180
1890 | 60 | 170 | 180
1891 | 60 | 170 | 180
1892 | 60 | 170 | 180
1893 | 60 | 170 | 180
1894 | 60 | 170 | 180
1895 | 60 | 170 | 180
1896 | 60 | 170 | 180
1897 | 60 | 170 | 180
1898 | 60 | 170 | 180
1899 | 60 | 170 | 180
1900 | 60 | 170 | 180
1901 | 60 | 170 | 180
1902 | 60 | 170 | 180
1903 | 60 | 170 | 180
1904 | 60 | 170 | 180
1905 | 60 | 170 | 180
1906 | 60 | 170 | 180
1907 | 60 | 170 | 180
1908 | 60 | 170 | 180
1909 | 60 | 170 | 180
1910 | 60 | 170 | 180
1911 | 60 | 170 | 180
1912 | 60 | 170 | 180
1913 | 60 | 170 | 180
1914 | 60 | 170 | 180
1915 | 60 | 170 | 180
1916 | 60 | 170 | 180
1917 | 60 | 170 | 180
1918 | 60 | 170 | 180
1919 | 60 | 170 | 180
1920 | 60 | 170 | 180
1921 | 60 | 170 | 180
1922 | 60 | 170 | 180
1923 | 60 | 170 | 180
1924 | 60 | 170 | 180
1925 | 60 | 170 | 180
1926 | 60 | 170 | 180
1927 | 60 | 170 | 180
1928 | 60 | 170 | 180
1929 | 60 | 170 | 180
1930 | 60 | 170 | 180
1931 | 60 | 170 | 180
1932 | 60 | 170 | 180
1933 | 60 | 170 | 180
1934 | 60 | 170 | 180
1935 | 60 | 170 | 180
1936 | 60 | 170 | 180
1937 | 60 | 170 | 180
1938 | 60 | 170 | 180
1939 | 60 | 170 | 180
1940 | 60 | 170 | 180
1941 | 60 | 170 | 180
1942 | 60 | 170 | 180
1943 | 60 | 170 | 180
1944 | 60 | 170 | 180
1945 | 60 | 170 | 180
1946 | 60 | 170 | 180
1947 | 60 | 170 | 180
1948 | 60 | 170 | 180
1949 | 60 | 170 | 180
1950 | 60 | 170 | 180
1951 | 60 | 170 | 180
1952 | 60 | 170 | 180
1953 | 60 | 170 | 180
1954 | 60 | 170 | 180
1955 | 60 | 170 | 180
1956 | 60 | 170 | 180
1957 | 60 | 170 | 180
1958 | 60 | 170 | 180
1959 | 60 | 170 | 180
1960 | 60 | 170 | 180
1961 | 60 | 170 | 180
1962 | 60 | 170 | 180
1963 | 60 | 170 | 180
1964 | 60 | 170 | 180
1965 | 60 | 170 | 180
1966 | 60 | 170 | 180
1967 | 60 | 170 | 180
1968 | 60 | 170 | 180
1969 | 60 | 170 | 180
1970 | 60 | 170 | 180
1971 | 60 | 170 | 180
1972 | 60 | 170 | 180
1973 | 60 | 170 | 180
1974 | 60 | 170 | 180
1975 | 60 | 170 | 180
1976 | 60 | 170 | 180
1977 | 60 | 170 | 180
1978 | 60 | 170 | 180
1979 | 60 | 170 | 180
1980 | 60 | 170 | 180
1981 | 60 | 170 | 180
1982 | 60 | 170 | 180
1983 | 60 | 170 | 180
1984 | 60 | 170 | 180
1985 | 60 | 170 | 180
1986 | 60 | 170 | 180
1987 | 60 | 170 | 180
1988 | 60 | 170 | 180
1989 | 60 | 170 | 180
1990 | 60 | 170 | 180
1991 | 60 | 170 | 180
1992 | 60 | 170 | 180
1993 | 60 | 170 | 180
1994 | 60 | 170 | 180
1995 | 60 | 170 | 180
1996 | 60 | 170 | 180
1997 | 60 | 170 | 180
1998 | 60 | 170 | 180
1999 | 60 | 170 | 180
2000 | 60 | 170 | 180
2001 | 60 | 170 | 180
2002 | 60 | 170 | 180
2003 | 60 | 170 | 180
2004 | 60 | 170 | 180
2005 | 60 | 170 | 180
2006 | 60 | 170 | 180
2007 | 60 | 170 | 180
2008 | 60 | 170 | 180
2009 | 60 | 170 | 180
2010 | 60 | 170 | 180
2011 | 60 | 170 | 180
2012 | 60 | 170 | 180
2013 | 60 | 170 | 180
2014 | 60 | 170 | 180
2015 | 60 | 170 | 180
2016 | 60 | 170 | 180
2017 | 60 | 170 | 180
2018 | 60 | 170 | 180
2019 | 60 | 170 | 180
2020 | 60 | 170 | 180
2021 | 60 | 170 | 180
2022 | 60 | 170 | 180
2023 | 60 | 170 | 180
2024 | 60 | 170 | 180
2025 | 60 | 170 | 180
2026 | 60 | 170 | 180
2027 | 60 | 170 | 180
2028 | 60 | 170 | 180
2029 | 60 | 170 | 180
2030 | 60 | 170 | 180
2031 | 60 | 170 | 180
2032 | 60 | 170 | 180
2033 | 60 | 170 | 180
2034 | 60 | 170 | 180
2035 | 60 | 170 | 180
2036 | 60 | 170 | 180
2037 | 60 | 170 | 180
2038 | 60 | 170 | 180
2039 | 60 | 170 | 180
2040 | 60 | 170 | 180
2041 | 60 | 170 | 180
2042 | 60 | 170 | 180
2043 | 60 | 170 | 180
2044 | 60 | 170 | 180
2045 | 60 | 170 | 180
2046 | 60 | 170 | 180
2047 | 60 | 170 | 180
2048 | 60 | 170 | 180
2049 | 60 | 170 | 180
2050 | 60 | 170 | 180
2051 | 60 | 170 | 180
2052 | 60 | 170 | 180
2053 | 60 | 170 | 180
2054 | 60 | 170 | 180
2055 | 60 | 170 | 180
2056 | 60 | 170 | 180
2057 | 60 | 170 | 180
2058 | 60 | 170 | 180
2059 | 60 | 170 | 180
2060 | 60 | 170 | 180
2061 | 60 | 170 | 180
2062 | 60 | 170 | 180
2063 | 60 | 170 | 180
2064 | 60 | 170 | 180
2065 | 60 | 170 | 180
2066 | 60 | 170 | 180
2067 | 60 | 170 | 180
2068 | 60 | 170 | 180
2069 | 60 | 170 | 180
2070 | 60 | 170 | 180
2071 | 60 | 170 | 180
2072 | 60 | 170 | 180
2073 | 60 | 170 | 180
2074 | 60 | 170 | 180
2075 | 60 | 170 | 180
2076 | 60 | 170 | 180
2077 | 60 | 170 | 180
2078 | 60 | 170 | 180
2079 | 60 | 170 | 180
2080 | 60 | 170 | 180
2081 | 60 | 170 | 180
2082 | 60 | 170 | 180
2083 | 60 | 170 | 180
2084 | 60 | 170 | 180
2085 | 60 | 170 | 180
2086 | 60 | 170 | 180
2087 | 60 | 170 | 180
2088 | 60 | 170 | 180
2089 | 60 | 170 | 180
2090 | 60 | 170 | 180
2091 | 60 | 170 | 180
2092 | 60 | 170 | 180
2093 | 60 | 170 | 180
2094 | 60 | 170 | 180
2095 | 60 | 170 | 180
2096 | 60 | 170 | 180
2097 | 60 | 170 | 180
2098 | 60 | 170 | 180
2099 | 60 | 170 | 180
2100 | 60 | 170 | 180
2101 | 60 | 170 | 180
2102 | 60 | 170 | 180
2103 | 60 | 170 | 180
2104 | 60 | 170 | 180
2105 | 60 | 170 | 180
2106 | 60 | 170 | 180
2107 | 60 | 170 | 180
2108 | 60 | 170 | 180
2109 | 60 | 170 | 180
2110 | 60 | 170 | 180
2111 | 60 | 170 | 180
2112 | 60 | 170 | 180
2113 | 60 | 170 | 180
2114 | 60 | 170 | 180
2115 | 60 | 170 | 180
2116 | 60 | 170 | 180
2117 | 60 | 170 | 180
2118 | 60 | 170 | 180
2119 | 60 | 170 | 180
2120 | 60 | 170 | 180
2121 | 60 | 170 | 180
2122 | 60 | 170 | 180
2123 | 60 | 170 | 180
2124 | 60 | 170 | 180
2125 | 60 | 170 | 180
2126 | 60 | 170 | 180
2127 | 60 | 170 | 180
2128 | 60 | 170 | 180
2129 | 60 | 170 | 180
2130 | 60 | 170 | 180
2131 | 60 | 170 | 180
2132 | 60 | 170 | 180
2133 | 60 | 170 | 180
2134 | 60 | 170 | 180
2135 | 60 | 170 | 180
2136 | 60 | 170 | 180
2137 | 60 | 170 | 180
2138 | 60 | 170 | 180
2139 | 60 | 170 | 180
2140 | 60 | 170 | 180
2141 | 60 | 170 | 180
2142 | 60 | 170 | 180
2143 | 60 | 170 | 180
2144 | 60 | 170 | 180
2145 | 60 | 170 | 180
2146 | 60 | 170 | 180
2147 | 60 | 170 | 180
2148 | 60 | 170 | 180
2149 | 60 | 170 | 180
2150 | 60 | 170 | 180
2151 | 60 | 170 | 180
2152 | 60 | 170 | 180
2153 | 60 | 170 | 180
2154 | 60 | 170 | 180
2155 | 60 | 170 | 180
2156 | 60 | 170 | 180
2157 | 60 | 170 | 180
2158 | 60 | 170 | 180
2159 | 60 | 170 | 180
2160 | 60 | 170 | 180
2161 | 60 | 170 | 180
2162 | 60 | 170 | 180
2163 | 60 | 170 | 180
2164 | 60 | 170 | 180
2165 | 60 | 170 | 180
2166 | 60 | 170 | 180
2167 | 60 | 170 | 180
2168 | 60 | 170 | 180
2169 | 60 | 170 | 180
2170 | 60 | 170 | 180
2171 | 60 | 170 | 180
2172 | 60 | 170 | 180
2173 | 60 | 170 | 180
2174 | 60 | 170 | 180
2175 | 60 | 170 | 180
2176 | 60 | 170 | 180
2177 | 60 | 170 | 180
2178 | 60 | 170 | 180
2179 | 60 | 170 | 180
2180 | 60 | 170 | 180
2181 | 60 | 170 | 180
2182 | 60 | 170 | 180
2183 | 60 | 170 | 180
2184 | 60 | 170 | 180
2185 | 60 | 170 | 180
2186 | 60 | 170 | 180
2187 | 60 | 170 | 180
2188 | 60 | 170 | 180
2189 | 60 | 170 | 180
2190 | 60 | 170 | 180
2191 | 60 | 170 | 180
2192 | 60 | 170 | 180
2193 | 60 | 170 | 180
2194 | 60 | 170 | 180
2195 | 60 | 170 | 180
2196 | 60 | 170 | 180
2197 | 60 | 170 | 180
2198 | 60 | 170 | 180
2199 | 60 | 170 | 180
2200 | 60 | 170 | 180
2201 | 60 | 170 | 180
2202 | 60 | 170 | 180
2203 | 60 | 170 | 180
2204 | 60 | 170 | 180
2205 | 60 | 170 | 180
2206 | 60 | 170 | 180
2207 | 60 | 170 | 180
2208 | 60 | 170 | 180
2209 | 60 | 170 | 180
2210 | 60 | 170 | 180
2211 | 60 | 170 | 180
2212 | 60 | 170 | 180
2213 | 60 | 170 | 180
2214 | 60 | 170 | 180
2215 | 60 | 170 | 180
2216 | 60 | 170 | 180
2217 | 60 | 170 | 180
2218 | 60 | 170 | 180
2219 | 60 | 170 | 180
2220 | 60 | 170 | 180
2221 | 60 | 170 | 180
2222 | 60 | 170 | 180
2223 | 60 | 170 | 180
2224 | 60 | 170 | 180
2225 | 60 | 170 | 180
2226 | 60 | 170 | 180
2227 | 60 | 170 | 180
2228 | 60 | 170 | 180
2229 | 60 | 170 | 180
2230 | 60 | 170 | 180
2231 | 60 | 170 | 180
2232 | 60 | 170 | 180
2233 | 60 | 170 | 180
2234 | 60 | 170 | 180
2235 | 60 | 170 | 180
2236 | 60 | 170 | 180
2237 | 60 | 170 | 180
2238 | 60 | 170 | 180
2239 | 60 | 170 | 180
2240 | 60 | 170 | 180
2241 | 60 | 170 | 180
2242 | 60 | 170 | 180
2243 | 60 | 170 | 180
2244 | 60 | 170 | 180
2245 | 60 | 170 | 180
2246 | 60 | 170 | 180
2247 | 60 | 170 | 180
2248 | 60 | 170 | 180
2249 | 60 | 170 | 180
2250 | 60 | 170 | 180
2251 | 60 | 170 | 180
2252 | 60 | 170 | 180
2253 | 60 | 170 | 180
2254 | 60 | 170 | 180
2255 | 60 | 170 | 180
2256 | 60 | 170 | 180
2257 | 60 | 170 | 180
2258 | 60 | 170 | 180
2259 | 60 | 170 | 180
2260 | 60 | 170 | 180
2261 | 60 | 170 | 180
2262 | 60 | 170 | 180
2263 | 60 | 170 | 180
2264 | 60 | 170 | 180
2265 | 60 | 170 | 180
2266 | 60 | 170 | 180
2267 | 60 | 170 | 180
2268 | 60 | 170 | 180
2269 | 60 | 170 | 180
2270 | 60 | 170 | 180
2271 | 60 | 170 | 180
2272 | 60 | 170 | 180
2273 | 60 | 170 | 180
2274 | 60 | 170 | 180
2275 | 60 | 170 | 180
2276 | 60 | 170 | 180
2277 | 60 | 170 | 180
2278 | 60 | 170 | 180
2279 | 60 | 170 | 180
2280 | 60 | 170 | 180
2281 | 60 | 170 | 180
2282 | 60 | 170 | 180
2283 | 60 | 170 | 180
2284 | 60 | 170 | 180
2285 | 60 | 170 | 180
2286 | 60 | 170 | 180
2287 | 60 | 170 | 180
2288 | 60 | 170 | 180
2289 | 60 | 170 | 180
2290 | 60 | 170 | 180
2291 | 60 | 170 | 180
2292 | 60 | 170 | 180
2293 | 60 | 170 | 180
2294 | 60 | 170 | 180
2295 | 60 | 170 | 180
2296 | 60 | 170 | 180
2297 | 60 | 170 | 180
2298 | 60 | 170 | 180
2299 | 60 | 170 | 180
2300 | 60 | 170 | 180
2301 | 60 | 170 | 180
2302 | 60 | 170 | 180
2303 | 60 | 170 | 180
2304 | 60 | 170 | 180
2305 | 60 | 170 | 180
2306 | 60 | 170 | 180
2307 | 60 | 170 | 180
2308 | 60 | 170 | 180
2309 | 60 | 170 | 180
2310 | 60 | 170 | 180
2311 | 60 | 170 | 180
2312 | 60 | 170 | 180
2313 | 60 | 170 | 180
2314 | 60 | 170 | 180
2315 | 60 | 170 | 180
2316 | 60 | 170 | 180
2317 | 60 | 170 | 180
2318 | 60 | 170 | 180
2319 | 60 | 170 | 180
2320 | 60 | 170 | 180
2321 | 60 | 170 | 180
2322 | 60 | 170 | 180
2323 | 60 | 170 | 180
2324 | 60 | 170 | 180
2325 | 60 | 170 | 180
2326 | 60 | 170 | 180
2327 | 60 | 170 | 180
2328 | 60 | 170 | 180
2329 | 60 | 170 | 180
2330 | 60 | 170 | 180
2331 | 60 | 170 | 180
2332 | 60 | 170 | 180
2333 | 60 | 170 | 180
2334 | 60 | 170 | 180
2335 | 60 | 170 | 180
2336 | 60 | 170 | 180
2337 | 60 | 170 | 180
2338 | 60 | 170 | 180
2339 | 60 | 170 | 180
2340 | 60 | 170 | 180
2341 | 60 | 170 | 180
2342 | 60 | 170 | 180
2343 | 60 | 170 | 180
2344 | 60 | 170 | 180
2345 | 60 | 170 | 180
2346 | 60 | 170 | 180
2347 | 60 | 170 | 180
2348 | 60 | 170 | 180
2349 | 60 | 170 | 180
2350 | 60 | 170 | 180
2351 | 60 | 170 | 180
2352 | 60 | 170 | 180
2353 | 60 | 170 | 180
2354 | 60 | 170 | 180
2355 | 60 | 170 | 180
2356 | 60 | 170 | 180
2357 | 60 | 170 | 180
2358 | 60 | 170 | 180
2359 | 60 | 170 | 180
2360 | 60 | 170 | 180
2361 | 60 | 170 | 180
2362 | 60 | 170 | 180
2363 | 60 | 170 | 180
2364 | 60 | 170 | 180
2365 | 60 | 170 | 180
2366 | 60 | 170 | 180
2367 | 60 | 170 | 180
2368 | 60 | 170 | 180
2369 | 60 | 170 | 180
2370 | 60 | 170 | 180
2371 | 60 | 170 | 180
2372 | 60 | 170 | 180
2373 | 60 | 170 | 180
2374 | 60 | 170 | 180
2375 | 60 | 170 | 180
2376 | 60 | 170 | 180
2377 | 60 | 170 | 180
2378 | 60 | 170 | 180
2379 | 60 | 170 | 180
2380 | 60 | 170 | 180
2381 | 60 | 170 | 180
2382 | 60 | 170 | 180
2383 | 60 | 170 | 180
2384 | 60 | 170 | 180
2385 | 60 | 170 | 180
2386 | 60 | 170 | 180
2387 | 60 | 170 | 180
2388 | 60 | 170 | 180
2389 | 60 | 170 | 180
2390 | 60 | 170 | 180
2391 | 60 | 170 | 180
2392 | 60 | 170 | 180
2393 | 60 | 170 | 180
2394 | 60 | 170 | 180
2395 | 60 | 170 | 180
2396 | 60 | 170 | 180
2397 | 60 | 170 | 180
2398 | 60 | 170 | 180
2399 | 60 | 170 | 180
2400 | 60 | 170 | 180
2401 | 60 | 170 | 180
2402 | 60 | 170 | 180
2403 | 60 | 170 | 180
2404 | 60 | 170 | 180
2405 | 60 | 170 | 180
2406 | 60 | 170 | 180
2407 | 60 | 170 | 180
2408 | 60 | 170 | 180
2409 | 60 | 170 | 180
2410 | 60 | 170 | 180
2411 | 60 | 170 | 180
2412 | 60 | 170 | 180
2413 | 60 | 170 | 180
2414 | 60 | 170 | 180
2415 | 60 | 170 | 180
2416 | 60 | 170 | 180
2417 | 60 | 170 | 180
2418 | 60 | 170 | 180
2419 | 60 | 170 | 180
2420 | 60 | 170 | 180
2421 | 60 | 170 | 180
2422 | 60 | 170 | 180
2423 | 60 | 170 | 180
2424 | 60 | 170 | 180
2425 | 60 | 170 | 180
2426 | 60 | 170 | 180
2427 | 60 | 170 | 180
2428 | 60 | 170 | 180
2429 | 60 | 170 | 180
2430 | 60 | 170 | 180
2431 | 60 | 170 | 180
2432 | 60 | 170 | 180
2433 | 60 | 170 | 180
2434 | 60 | 170 | 180
2435 | 60 | 170 | 180
2436 | 60 | 170 | 180
2437 | 60 | 170 | 180
2438 | 60 | 170 | 180
2439 | 60 | 170 | 180
2440 | 60 | 170 | 180
2441 | 60 | 170 | 180
2442 | 60 | 170 | 180
2443 | 60 | 170 | 180
2444 | 60 | 170 | 180
2445 | 60 | 170 | 180
2446 | 60 | 170 | 180
2447 | 60 | 170 | 180
2448 | 60 | 170 | 180
2449 | 60 | 170 | 180
2450 | 60 | 170 | 180
2451 | 60 | 170 | 180
2452 | 60 | 170 | 180
2453 | 60 | 170 | 180
2454 | 60 | 170 | 180
2455 | 60 | 170 | 180
2456 | 60 | 170 | 180
2457 | 60 | 170 | 180
2458 | 60 | 170 | 180
2459 | 60 | 170 | 180
2460 | 60 | 170 | 180
2461 | 60 | 170 | 180
2462 | 60 | 170 | 180
2463 | 60 | 170 | 180
2464 | 60 | 170 | 180
2465 | 60 | 170 | 180
2466 | 60 | 170 | 180
2467 | 60 | 170 | 180
2468 | 60 | 170 | 180
2469 | 60 | 170 | 180
2470 | 60 | 170 | 180
2471 | 60 | 170 | 180
2472 | 60 | 170 | 180
2473 | 60 | 170 | 180
2474 | 60 | 170 | 180
2475 | 60 | 170 | 180
2476 | 60 | 170 | 180
2477 | 60 | 170 | 180
2478 | 60 | 170 | 180
2479 | 60 | 170 | 180
2480 | 60 | 170 | 180
2481 | 60 | 170 | 180
2482 | 60 | 170 | 180
2483 | 60 | 170 | 180
2484 | 60 | 170 | 180
2485 | 60 | 170 | 180
2486 | 60 | 170 | 180
2487 | 60 | 170 | 180
2488 | 60 | 170 | 180
2489 | 60 | 170 | 180
2490 | 60 | 170 | 180
2491 | 60 | 170 | 180
2492 | 60 | 170 | 180
2493 | 60 | 170 | 180
2494 | 60 | 170 | 180
2495 | 60 | 170 | 180
2496 | 60 | 170 | 180
2497 | 60 | 170 | 180
2498 | 60 | 170 | 180
2499 | 60 | 170 | 180
2500 | 60 | 170 | 180
2501 | 60 | 170 | 180
2502 | 60 | 170 | 180
2503 | 60 | 170 | 180
2504 | 60 | 170 | 180
2505 | 60 | 170 | 180
2506 | 60 | 170 | 180
2507 | 60 | 170 | 180
2508 | 60 | 170 | 180
2509 | 60 | 170 | 180
2510 | 60 | 170 | 180
2511 | 60 | 170 | 180
2512 | 60 | 170 | 180
2513 | 60 | 170 | 180
2514 | 60 | 170 | 180
2515 | 60 | 170 | 180
2516 | 60 | 170 | 180
2517 | 60 | 170 | 180
2518 | 60 | 170 | 180
2519 | 60 | 170 | 180
2520 | 60 | 170 | 180
2521 | 60 | 170 | 180
2522 | 60 | 170 | 180
2523 | 60 | 170 | 180
2524 | 60 | 170 | 180
2525 | 60 | 170 | 180
2526 | 60 | 170 | 180
2527 | 60 | 170 | 180
2528 | 60 | 170 | 180
2529 | 60 | 170 | 180
2530 | 60 | 170 | 180
2531 | 60 | 170 | 180
2532 | 60 | 170 | 180
2533 | 60 | 170 | 180
2534 | 60 | 170 | 180
2535 | 60 | 170 | 180
2536 | 60 | 170 | 180
2537 | 60 | 170 | 180
2538 | 60 | 170 | 180
2539 | 60 | 170 | 180
2540 | 60 | 170 | 180
2541 | 60 | 170 | 180
2542 | 60 | 170 | 180
2543 | 60 | 170 | 180
2544 | 60 | 170 | 180
2545 | 60 | 170 | 180
2546 | 60 | 170 | 180
2547 | 60 | 170 | 180
2548 | 60 | 170 | 180
2549 | 60 | 170 | 180
2550 | 60 | 170 | 180
2551 | 60 | 170 | 180
2552 | 60 | 170 | 180
2553 | 60 | 170 | 180
2554 | 60 | 170 | 180
2555 | 60 | 170 | 180
2556 | 60 | 170 | 180
2557 | 60 | 170 | 180
2558 | 60 | 170 | 180
2559 | 60 | 170 | 180
2560 | 60 | 170 | 180
2561 | 60 | 170 | 180
2562 | 60 | 170 | 180
2563 | 60 | 170 | 180
2564 | 60 | 170 | 180
2565 | 60 | 170 | 180
2566 | 60 | 170 | 180
2567 | 60 | 170 | 180
2568 | 60 | 170 | 180
2569 | 60 | 170 | 180
2570 | 60 | 170 | 180
2571 | 60 | 170 | 180
2572 | 60 | 170 | 180
2573 | 60 | 170 | 180
2574 | 60 | 170 | 180
2575 | 60 | 170 | 180
2576 | 60 | 170 | 180
2577 | 60 | 170 | 180
2578 | 60 | 170 | 180
2579 | 60 | 170 | 180
2580 | 60 | 170 | 180
2581 | 60 | 170 | 180
2582 | 60 | 170 | 180
2583 | 60 | 170 | 180
2584 | 60 | 170 | 180
2585 | 60 | 170 | 180
2586 | 60 | 170 | 180
2587 | 60 | 170 | 180
2588 | 60 | 170 | 180
2589 | 60 | 170 | 180
2590 | 60 | 170 | 180
2591 | 60 | 170 | 180
2592 | 60 | 170 | 180
2593 | 60 | 170 | 180
2594 | 60 | 170 | 180
2595 | 60 | 170 | 180
2596 | 60 | 170 | 180
2597 | 60 | 170 | 180
2598 | 60 | 170 | 180
2599 | 60 | 170 | 180
2600 | 60 | 170 | 180
2601 | 60 | 170 | 180
2602 | 60 | 170 | 180
2603 | 60 | 170 | 180
2604 | 60 | 170 | 180
2605 | 60 | 170 | 180
2606 | 60 | 170 | 180
2607 | 60 | 170 | 180
2608 | 60 | 170 | 180
2609 | 60 | 170 | 180
2610 | 60 | 170 | 180
2611 | 60 | 170 | 180
2612 | 60 | 170 | 180
2613 | 60 | 170 | 180
2614 | 60 | 170 | 180
2615 | 60 | 170 | 180
2616 | 60 | 170 | 180
2617 | 60 | 170 | 180
2618 | 60 | 170 | 180
2619 | 60 | 170 | 180
2620 | 60 | 170 | 180
2621 | 60 | 170 | 180
2622 | 60 | 170 | 180
2623 | 60 | 170 | 180
2624 | 60 | 170 | 180
2625 | 60 | 170 | 180
2626 | 60 | 170 | 180
2627 | 60 | 170 | 180
2628 | 60 | 170 | 180
2629 | 60 | 170 | 180
2630 | 60 | 170 | 180
2631 | 60 | 170 | 180
2632 | 60 | 170 | 180
2633 | 60 | 170 | 180
2634 | 60 | 170 | 180
2635 | 60 | 170 | 180
2636 | 60 | 170 | 180
2637 | 60 | 170 | 180
2638 | 60 | 170 | 180
2639 | 60 | 170 | 180
2640 | 60 | 170 | 180
2641 | 60 | 170 | 180
2642 | 60 | 170 | 180
2643 | 60 | 170 | 180
2644 | 60 | 170 | 180
2645 | 60 | 170 | 180
2646 | 60 | 170 | 180
2647 | 60 | 170 | 180
2648 | 60 | 170 | 180
2649 | 60 | 170 | 180
2650 | 60 | 170 | 180
2651 | 60 | 170 | 180
2652 | 60 | 170 | 180
2653 | 60 | 170 | 180
2654 | 60 | 170 | 180
2655 | 60 | 170 | 180
2656 | 60 | 170 | 180
2657 | 60 | 170 | 180
2658 | 60 | 170 | 180
2659 | 60 | 170 | 180
2660 | 60 | 170 | 180
2661 | 60 | 170 | 180
2662 | 60 | 170 | 180
2663 | 60 | 170 | 180
2664 | 60 | 170 | 180
2665 | 60 | 170 | 180
2666 | 60 | 170 | 180
2667 | 60 | 170 | 180
2668 | 60 | 170 | 180
2669 | 60 | 170 | 180
2670 | 60 | 170 | 180
2671 | 60 | 170 | 180
2672 | 60 | 170 | 180
2673 | 60 | 170 | 180
2674 | 60 | 170 | 180
2675 | 60 | 170 | 180
2676 | 60 | 170 | 180
2677 | 60 | 170 | 180
2678 | 60 | 170 | 180
2679 | 60 | 170 | 180
2680 | 60 | 170 | 180
2681 | 60 | 170 | 180
2682 | 60 | 170 | 180
2683 | 60 | 170 | 180
2684 | 60 | 170 | 180
2685 | 60 | 170 | 180
2686 | 60 | 170 | 180
2687 | 60 | 170 | 180
2688 | 60 | 170 | 180
2689 | 60 | 170 | 180
2690 | 60 | 170 | 180
2691 | 60 | 170 | 180
2692 | 60 | 170 | 180
2693 | 60 | 170 | 180
2694 | 60 | 170 | 180
2695 | 60 | 170 | 180
2696 | 60 | 170 | 180
2697 | 60 | 170 | 180
2698 | 60 | 170 | 180
2699 | 60 | 170 | 180
2700 | 60 | 170 | 180
2701 | 60 | 170 | 180
2702 | 60 | 170 | 180
2703 | 60 | 170 | 180
2704 | 60 | 170 | 180
2705 | 60 | 170 | 180
2706 | 60 | 170 | 180
2707 | 60 | 170 | 180
2708 | 60 | 170 | 180
2709 | 60 | 170 | 180
2710 | 60 | 170 | 180
2711 | 60 | 170 | 180
2712 | 60 | 170 | 180
2713 | 60 | 170 | 180
2714 | 60 | 170 | 180
2715 | 60 | 170 | 180
2716 | 60 | 170 | 180
2717 | 60 | 170 | 180
2718 | 60 | 170 | 180
2719 | 60 | 170 | 180
2720 | 60 | 170 | 180
2721 | 60 | 170 | 180
2722 | 60 | 170 | 180
2723 | 60 | 170 | 180
2724 | 60 | 170 | 180
2725 | 60 | 170 | 180
2726 | 60 | 170 | 180
2727 | 60 | 170 | 180
2728 | 60 | 170 | 180
2729 | 60 | 170 | 180
2730 | 60 | 170 | 180
2731 | 60 | 170 | 180
2732 | 60 | 170 | 180
2733 | 60 | 170 | 180
2734 | 60 | 170 | 180
2735 | 60 | 170 | 180
2736 | 60 | 170 | 180
2737 | 60 | 170 | 180
2738 | 60 | 170 | 180
2739 | 60 | 170 | 180
2740 | 60 | 170 | 180
2741 | 60 | 170 | 180
2742 | 60 | 170 | 180
2743 | 60 | 170 | 180
2744 | 60 | 170 | 180
2745 | 60 | 170 | 180
2746 | 60 | 170 | 180
2747 | 60 | 170 | 180
2748 | 60 | 170 | 180
2749 | 60 | 170 | 180
2750 | 60 | 170 | 180
2751 | 60 | 170 | 180
2752 | 60 | 170 | 180
2753 | 60 | 170 | 180
2754 | 60 | 170 | 180
2755 | 60 | 170 | 180
2756 | 60 | 170 | 180
2757 | 60 | 170 | 180
2758 | 60 | 170 | 180
2759 | 60 | 170 | 180
2760 | 60 | 170 | 180
2761 | 60 | 170 | 180
2762 | 60 | 170 | 180
2763 | 60 | 170 | 180
2764 | 60 | 170 | 180
2765 | 60 | 170 | 180
2766 | 60 | 170 | 180
2767 | 60 | 170 | 180
2768 | 60 | 170 | 180
2769 | 60 | 170 | 180
2770 | 60 | 170 | 180
2771 | 60 | 170 | 180
2772 | 60 | 170 | 180
2773 | 60 | 170 | 180
2774 | 60 | 170 | 180
2775 | 60 | 170 | 180
2776 | 60 | 170 | 180
2777 | 60 | 170 | 180
2778 | 60 | 170 | 180
2779 | 60 | 170 | 180
2780 | 60 | 170 | 180
2781 | 60 | 170 | 180
2782 | 60 | 170 | 180
2783 | 60 | 170 | 180
2784 | 60 | 170 | 180
2785 | 60 | 170 | 180
2786 | 60 | 170 | 180
2787 | 60 | 170 | 180
2788 | 60 | 170 | 180
2789 | 60 | 170 | 180
2790 | 60 | 170 | 180
2791 | 60 | 170 | 180
2792 | 60 | 170 | 180
2793 | 60 | 170 | 180
2794 | 60 | 170 | 180
2795 | 60 | 170 | 180
2796 | 60 | 170 | 180
2797 | 60 | 170 | 180
2798 | 60 | 170 | 180
2799 | 60 | 170 | 180
2800 | 60 | 170 | 180
2801 | 60 | 170 | 180
2802 | 60 | 170 | 180
2803 | 60 | 170 | 180
2804 | 60 | 170 | 180
2805 | 60 | 170 | 180
2806 | 60 | 170 | 180
2807 | 60 | 170 | 180
2808 | 60 | 170 | 180
2809 | 60 | 170 | 180
2810 | 60 | 170 | 180
2811 | 60 | 170 | 180
2812 | 60 | 170 | 180
2813 | 60 | 170 | 180
2814 | 60 | 170 | 180
2815 | 60 | 170 | 180
2816 | 60 | 170 | 180
2817 | 60 | 170 | 180
2818 | 60 | 170 | 180
2819 | 60 | 170 | 180
2820 | 60 | 170 | 180
2821 | 60 | 170 | 180
2822 | 60 | 170 | 180
2823 | 60 | 170 | 180
2824 | 60 | 170 | 180
2825 | 60 | 170 | 180
2826 | 60 | 170 | 180
2827 | 60 | 170 | 180
2828 | 60 | 170 | 180
2829 | 60 | 170 | 180
2830 | 60 | 170 | 180
2831 | 60 | 170 | 180
2832 | 60 | 170 | 180
2833 | 60 | 170 | 180
2834 | 60 | 170 | 180
2835 | 60 | 170 | 180
2836 | 60 | 170 | 180
2837 | 60 | 170 | 180
2838 | 60 | 170 | 180
2839 | 60 | 170 | 180
2840 | 60 | 170 | 180
2841 | 60 | 170 | 180
2842 | 60 | 170 | 180
2843 | 60 | 170 | 180
2844 | 60 | 170 | 180
2845 | 60 | 170 | 180
2846 | 60 | 170 | 180
2847 | 60 | 170 | 180
2848 | 60 | 170 | 180
2849 | 60 | 170 | 180
2850 | 60 | 170 | 180
2851 | 60 | 170 | 180
2852 | 60 | 170 | 180
2853 | 60 | 170 | 180
2854 | 60 | 170 | 180
2855 | 60 | 170 | 180
2856 | 60 | 170 | 180
2857 | 60 | 170 | 180
2858 | 60 | 170 | 180
2859 | 60 | 170 | 180
2860 | 60 | 170 | 180
2861 | 60 | 170 | 180
2862 | 60 | 170 | 180
2863 | 60 | 170 | 180
2864 | 60 | 170 | 180
2865 | 60 | 170 | 180
2866 | 60 | 170 | 180
2867 | 60 | 170 | 180
2868 | 60 | 170 | 180
2869 | 60 | 170 | 180
2870 | 60 | 170 | 180
2871 | 60 | 170 | 180
2872 | 60 | 170 | 180
2873 | 60 | 170 | 180
2874 | 60 | 170 | 180
2875 | 60 | 170 | 180
2876 | 60 | 170 | 180
2877 | 60 | 170 | 180
2878 | 60 | 170 | 180
2879 | 60 | 170 | 180
2880 | 60 | 170 | 180
2881 | 60 | 170 | 180
2882 | 60 | 170 | 180
2883 | 60 | 170 | 180
2884 | 60 | 170 | 180
2885 | 60 | 170 | 180
2886 | 60 | 170 | 180
2887 | 60 | 170 | 180
2888 | 60 | 170 | 180
2889 | 60 | 170 | 180
2890 | 60 | 170 | 180
2891 | 60 | 170 | 180
2892 | 60 | 170 | 180
2893 | 60 | 170 | 180
2894 | 60 | 170 | 180
2895 | 60 | 170 | 180
2896 | 60 | 170 | 180
2897 | 60 | 170 | 180
2898 | 60 | 170 | 180
2899 | 60 | 170 | 180
2900 | 60 | 170 | 180
2901 | 60 | 170 | 180
2902 | 60 | 170 | 180
2903 | 60 | 170 | 180
2904 | 60 | 170 | 180
2905 | 60 | 170 | 180
2906 | 60 | 170 | 180
2907 | 60 | 170 | 180
2908 | 60 | 170 | 180
2909 | 60 | 170 | 180
2910 | 60 | 170 | 180
2911 | 60 | 170 | 180
2912 | 60 | 170 | 180
2913 | 60 | 170 | 180
2914 | 60 | 170 | 180
2915 | 60 | 170 | 180
2916 | 60 | 170 | 180
2917 | 60 | 170 | 180
2918 | 60 | 170 | 180
2919 | 60 | 170 | 180
2920 | 60 | 170 | 180
2921 | 60 | 170 | 180
2922 | 60 | 170 | 180
2923 | 60 | 170 | 180
2924 | 60 | 170 | 180
2925 | 60 | 170 | 180
2926 | 60 | 170 | 180
2927 | 60 | 170 | 180
2928 | 60 | 170 | 180
2929 | 60 | 170 | 180
2930 | 60 | 170 | 180
2931 | 60 | 170 | 180
2932 | 60 | 170 | 180
2933 | 60 | 170 | 180
2934 | 60 | 170 | 180
2935 | 60 | 170 | 180
2936 | 60 | 170 | 180
2937 | 60 | 170 | 180
2938 | 60 | 170 | 180
2939 | 60 | 170 | 180
2940 | 60 | 170 | 180
2941 | 60 | 170 | 180
2942 | 60 | 170 | 180
2943 | 60 | 170 | 180
2944 | 60 | 170 | 180
2945 | 60 | 170 | 180
2946 | 60 | 170 | 180
2947 | 60 | 170 | 180
2948 | 60 | 170 | 180
2949 | 60 | 170 | 180
2950 | 60 | 170 | 180
2951 | 60 | 170 | 180
2952 | 60 | 170 | 180
2953 | 60 | 170 | 180
2954 | 60 | 170 | 180
2955 | 60 | 170 | 180
2956 | 60 | 170 | 180
2957 | 60 | 170 | 180
2958 | 60 | 170 | 180
2959 | 60 | 170 | 180
2960 | 60 | 170 | 180
2961 | 60 | 170 | 180
2962 | 60 | 170 | 180
2963 | 60 | 170 | 180
2964 | 60 | 170 | 180
2965 | 60 | 170 | 180
2966 | 60 | 170 | 180
2967 | 60 | 170 | 180
2968 | 60 | 170 | 180
2969 | 60 | 170 | 180
2970 | 60 | 170 | 180
2971 | 60 | 170 | 180
2972 | 60 | 170 | 180
2973 | 60 | 170 | 180
2974 | 60 | 170 | 180
2975 | 60 | 170 | 180
2976 | 60 | 170 | 180
2977 | 60 | 170 | 180
2978 | 60 | 170 | 180
2979 | 60 | 170 | 180
2980 | 60 | 170 | 180
2981 | 60 | 170 | 180
2982 | 60 | 170 | 180
2983 | 60 | 170 | 180
2984 | 60 | 170 | 180
2985 | 60 | 170 | 180
2986 | 60 | 170 | 180
2987 | 60 | 170 | 180
2988 | 60 | 170 | 180
2989 | 60 | 170 | 180
2990 | 60 | 170 | 180
2991 | 60 | 170 | 180
2992 | 60 | 170 | 180
2993 | 60 | 170 | 180
2994 | 60 | 170 | 180
2995 | 60 | 170 | 180
2996 | 60 | 170 | 180
2997 | 60 | 170 | 180
2998 | 60 | 170 | 180
2999 | 60 | 170 | 180
3000 | 60 | 170 | 180
3001 | 60 | 170 | 180
3002 | 60 | 170 | 180
3003 | 60 | 170 | 180
3004 | 60 | 170 | 180
3005 | 60 | 170 | 180
3006 | 60 | 170 | 180
3007 | 60 | 170 | 180
3008 | 60 | 170 | 180
3009 | 60 | 170 | 180
3010 | 60 | 170 | 180
3011 | 60 | 170 | 180
3012 | 60 | 170 | 180
3013 | 60 | 170 | 180
3014 | 60 | 170 | 180
3015 | 60 | 170 | 180
3016 | 60 | 170 | 180
3017 | 60 | 170 | 180
3018 | 60 | 170 | 180
3019 | 60 | 170 | 180
3020 | 60 | 170 | 180
3021 | 60 | 170 | 180
3022 | 60 | 170 | 180
3023 | 60 | 170 | 180
3024 | 60 | 170 | 180
3025 | 60 | 170 | 180
3026 | 60 | 170 | 180
3027 | 60 | 170 | 180
3028 | 60 | 170 | 180
3029 | 60 | 170 | 180
3030 | 60 | 170 | 180
3031 | 60 | 170 | 180
3032 | 60 | 170 | 180
3033 | 60 | 170 | 180
3034 | 60 | 170 | 180
3035 | 60 | 170 | 180
3036 | 60 | 170 | 180
3037 | 60 | 170 | 180
3038 | 60 | 170 | 180
3039 | 60 | 170 | 180
3040 | 60 | 170 | 180
3041 | 60 | 170 | 180
3042 | 60 | 170 | 180
3043 | 60 | 170 | 180
3044 | 60 | 170 | 180
3045 | 60 | 170 | 180
3046 | 60 | 170 | 180
3047 | 60 | 170 | 180
3048 | 60 | 170 | 180
3049 | 60 | 170 | 180
3050 | 60 | 170 | 180
3051 | 60 | 170 | 180
3052 | 60 | 170 | 180
3053 | 60 | 170 | 180
3054 | 60 | 170 | 180
3055 | 60 | 170 | 180
3056 | 60 | 170 | 180
3057 | 60 | 170 | 180
3058 | 60 | 170 | 180
3059 | 60 | 170 | 180
3060 | 60 | 170 | 180
3061 | 60 | 170 | 180
3062 | 60 | 170 | 180
3063 | 60 | 170 | 180
3064 | 60 | 170 | 180
3065 | 60 | 170 | 180
3066 | 60 | 170 | 180
3067 | 60 | 170 | 180
3068 | 60 | 170 | 180
3069 | 60 | 170 | 180
3070 | 60 | 170 | 180
3071 | 60 | 170 | 180
3072 | 60 | 170 | 180
3073 | 60 | 170 | 180
3074 | 60 | 170 | 180
3075 | 60 | 170 | 180
3076 | 60 | 170 | 180
3077 | 60 | 170 | 180
3078 | 60 | 170 | 180
3079 | 60 | 170 | 180
3080 | 60 | 170 | 180
3081 | 60 | 170 | 180
3082 | 60 | 170 | 180
3083 | 60 | 170 | 180
3084 | 60 | 170 | 180
3085 | 60 | 170 | 180
3086 | 60 | 170 | 180
3087 | 60 | 170 | 180
3088 | 60 | 170 | 180
3089 | 60 | 170 | 180
3090 | 60 | 170 | 180
3091 | 60 | 170 | 180
3092 | 60 | 170 | 180
3093 | 60 | 170 | 180
3094 | 60 | 170 | 180
3095 | 60 | 170 | 180
3096 | 60 | 170 | 180
3097 | 60 | 170 | 180
3098 | 60 | 170 | 180
3099 | 60 | 170 | 180
3100 | 60 | 170 | 180
3101 | 60 | 170 | 180
3102 | 60 | 170 | 180
3103 | 60 | 170 | 180
3104 | 60 | 170 | 180
3105 | 60 | 170 | 180
3106 | 60 | 170 | 180
3107 | 60 | 170 | 180
3108 | 60 | 170 | 180
3109 | 60 | 170 | 180
3110 | 60 | 170 | 180
3111 | 60 | 170 | 180
3112 | 60 | 170 | 180
3113 | 60 | 170 | 180
3114 | 60 | 170 | 180
3115 | 60 | 170 | 180
3116 | 60 | 170 | 180
3117 | 60 | 170 | 180
3118 | 60 | 170 | 180
3119 | 60 | 170 | 180
3120 | 60 | 170 | 180
3121 | 60 | 170 | 180
3122 | 60 | 170 | 180
3123 | 60 | 170 | 180
3124 | 60 | 170 | 180
3125 | 60 | 170 | 180
3126 | 60 | 170 | 180
3127 | 60 | 170 | 180
3128 | 60 | 170 | 180
3129 | 60 | 170 | 180
3130 | 60 | 170 | 180
3131 | 60 | 170 | 180
3132 | 60 | 170 | 180
3133 | 60 | 170 | 180
3134 | 60 | 170 | 180
3135 | 60 | 170 | 180
3136 | 60 | 170 | 180
3137 | 60 | 170 | 180
3138 | 60 | 170 | 180
3139 | 60 | 170 | 180
3140 | 60 | 170 | 180
3141 | 60 | 170 | 180
3142 | 60 | 170 | 180
3143 | 60 | 170 | 180
3144 | 60 | 170 | 180
3145 | 60 | 170 | 180
3146 | 60 | 170 | 180
3147 | 60 | 170 | 180
3148 | 60 | 170 | 180
3149 | 60 | 170 | 180
3150 | 60 | 170 | 180
3151 | 60 | 170 | 180
3152 | 60 | 170 | 180
3153 | 60 | 170 | 180
3154 | 60 | 170 | 180
3155 | 60 | 170 | 180
3156 | 60 | 170 | 180
3157 | 60 | 170 | 180
3158 | 60 | 170 | 180
3159 | 60 | 170 | 180
3160 | 60 | 170 | 180
3161 | 60 | 170 | 180
3162 | 60 | 170 | 180
3163 | 60 | 170 | 180
3164 | 60 | 170 | 180
3165 | 60 | 170 | 180
3166 | 60 | 170 | 180
3167 | 60 | 170 | 180
3168 | 60 | 170 | 180
3169 | 60 | 170 | 180
3170 | 60 | 170 | 180
3171 | 60 | 170 | 180
3172 | 60 | 170 | 180
3173 | 60 | 170 | 180
3174 | 60 | 170 | 180
3175 | 60 | 170 | 180
3176 | 60 | 170 | 180
3177 | 60 | 170 | 180
3178 | 60 | 170 | 180
3179 | 60 | 170 | 180
3180 | 60 | 170 | 180
3181 | 60 | 170 | 180
3182 | 60 | 170 | 180
3183 | 60 | 170 | 180
3184 | 60 | 170 | 180
3185 | 60 | 170 | 180
3186 | 60 | 170 | 180
3187 | 60 | 170 | 180
3188 | 60 | 170 | 180
3189 | 60 | 170 | 180
3190 | 60 | 170 | 180
3191 | 60 | 170 | 180
3192 | 60 | 170 | 180
3193 | 60 | 170 | 180
3194 | 60 | 170 | 180
3195 | 60 | 170 | 180
3196 | 60 | 170 | 180
3197 | 60 | 170 | 180
3198 | 60 | 170 | 180
3199 | 60 | 170 | 180
3200 | 60 | 170 | 180
3201 | 60 | 170 | 180
3202 | 60 | 170 | 180
3203 | 60 | 170 | 180
3204 | 60 | 170 | 180
3205 | 60 | 170 | 180
3206 | 60 | 170 | 180
3207 | 60 | 170 | 180
3208 | 60 | 170 | 180
3209 | 60 | 170 | 180
3210 | 60 | 170 | 180
3211 | 60 | 170 | 180
3212 | 60 | 170 | 180
3213 | 60 | 170 | 180
3214 | 60 | 170 | 180
3215 | 60 | 170 | 180
3216 | 60 | 170 | 180
3217 | 60 | 170 | 180
3218 | 60 | 170 | 180
3219 | 60 | 170 | 180
3220 | 60 | 170 | 180
3221 | 60 | 170 | 180
3222 | 60 | 170 | 180
3223 | 60 | 170 | 180
3224 | 60 | 170 | 180
3225 | 60 | 170 | 180
3226 | 60 | 170 | 180
3227 | 60 | 170 | 180
3228 | 60 | 170 | 180
3229 | 60 | 170 | 180
3230 | 60 | 170 | 180
3231 | 60 | 170 | 180
3232 | 60 | 170 | 180
3233 | 60 | 170 | 180
3234 | 60 | 170 | 180
3235 | 60 | 170 | 180
3236 | 60 | 170 | 180
3237 | 60 | 170 | 180
3238 | 60 | 170 | 180
3239 | 60 | 170 | 180
3240 | 60 | 170 | 180
3241 | 60 | 170 | 180
3242 | 60 | 170 | 180
3243 | 60 | 170 | 180
3244 | 60 | 170 | 180
3245 | 60 | 170 | 180
3246 | 60 | 170 | 180
3247 | 60 | 170 | 180
3248 | 60 | 170 | 180
3249 | 60 | 170 | 180
3250 | 60 | 170 | 180
3251 | 60 | 170 | 180
3252 | 60 | 170 | 180
3253 | 60 | 170 | 180
3254 | 60 | 170 | 180
3255 | 60 | 170 | 180
3256 | 60 | 170 | 180
3257 | 60 | 170 | 180
3258 | 60 | 170 | 180
3259 | 60 | 170 | 180
3260 | 60 | 170 | 180
3261 | 60 | 170 | 180
3262 | 60 | 170 | 180
3263 | 60 | 170 | 180
3264 | 60 | 170 | 180
3265 | 60 | 170 | 180
3266 | 60 | 170 | 180
3267 | 60 | 170 | 180
3268 | 60 | 170 | 180
3269 | 60 | 170 | 180
3270 | 60 | 170 | 180
3271 | 60 | 170 | 180
3272 | 60 | 170 | 180
3273 | 60 | 170 | 180
3274 | 60 | 170 | 180
3275 | 60 | 170 | 180
3276 | 60 | 170 | 180
3277 | 60 | 170 | 180
3278 | 60 | 170 | 180
3279 | 60 | 170 | 180
3280 | 60 | 170 | 180
3281 | 60 | 170 | 180
3282 | 60 | 170 | 180
3283 | 60 | 170 | 180
3284 | 60 | 170 | 180
3285 | 60 | 170 | 180
3286 | 60 | 170 | 180
3287 | 60 | 170 | 180
3288 | 60 | 170 | 180
3289 | 60 | 170 | 180
3290 | 60 | 170 | 180
3291 | 60 | 170 | 180
3292 | 60 | 170 | 180
3293 | 60 | 170 | 180
3294 | 60 | 170 | 180
3295 | 60 | 170 | 180
3296 | 60 | 170 | 180
3297 | 60 | 170 | 180
3298 | 60 | 170 | 180
3299 | 60 | 170 | 180
3300 | 60 | 170 | 180
3301 | 60 | 170 | 180
3302 | 60 | 170 | 180
3303 | 60 | 170 | 180
3304 | 60 | 170 | 180
3305 | 60 | 170 | 180
3306 | 60 | 170 | 180
3307 | 60 | 170 | 180
3308 | 60 | 170 | 180
3309 | 60 | 170 | 180
3310 | 60 | 170 | 180
3311 | 60 | 170 | 180
3312 | 60 | 170 | 180
3313 | 60 | 170 | 180
3314 | 60 | 170 | 180
3315 | 60 | 170 | 180
3316 | 60 | 170 | 180
3317 | 60 | 170 | 180
3318 | 60 | 170 | 180
3319 | 60 | 170 | 180
3320 | 60 | 170 | 180
3321 | 60 | 170 | 180
3322 | 60 | 170 | 180
3323 | 60 | 170 | 180
3324 | 60 | 170 | 180
3325 | 60 | 170 | 180
3326 | 60 | 170 | 180
3327 | 60 | 170 | 180
3328 | 60 | 170 | 180
3329 | 60 | 170 | 180
3330 | 60 | 170 | 180
3331 | 60 | 170 | 180
3332 | 60 | 170 | 180
3333 | 60 | 170 | 180
3334 | 60 | 170 | 180
3335 | 60 | 170 | 180
3336 | 60 | 170 | 180
3337 | 60 | 170 | 180
3338 | 60 | 170 | 180
3339 | 60 | 170 | 180
3340 | 60 | 170 | 180
3341 | 60 | 170 | 180
3342 | 60 | 170 | 180
3343 | 60 | 170 | 180
3344 | 60 | 170 | 180
3345 | 60 | 170 | 180
3346 | 60 | 170 | 180
3347 | 60 | 170 | 180
3348 | 60 | 170 | 180
3349 | 60 | 170 | 180
3350 | 60 | 170 | 180
3351 | 60 | 170 | 180
3352 | 60 | 170 | 180
3353 | 60 | 170 | 180
3354 | 60 | 170 | 180
3355 | 60 | 170 | 180
3356 | 60 | 170 | 180
3357 | 60 | 170 | 180
3358 | 60 | 170 | 180
3359 | 60 | 170 | 180
3360 | 60 | 170 | 180
3361 | 60 | 170 | 180
3362 | 60 | 170 | 180
3363 | 60 | 170 | 180
3364 | 60 | 170 | 180
3365 | 60 | 170 | 180
3366 | 60 | 170 | 180
3367 | 60 | 170 | 180
3368 | 60 | 170 | 180
3369 | 60 | 170 | 180
3370 | 60 | 170 | 180
3371 | 60 | 170 | 180
3372 | 60 | 170 | 180
3373 | 60 | 170 | 180
3374 | 60 | 170 | 180
3375 | 60 | 170 | 180
3376 | 60 | 170 | 180
3377 | 60 | 170 | 180
3378 | 60 | 170 | 180
3379 | 60 | 170 | 180
3380 | 60 | 170 | 180
3381 | 60 | 170 | 180
3382 | 60 | 170 | 180
3383 | 60 | 170 | 180
3384 | 60 | 170 | 180
3385 | 60 | 170 | 180
3386 | 60 | 170 | 180
3387 | 60 | 170 | 180
3388 | 60 | 170 | 180
3389 | 60 | 170 | 180
3390 | 60 | 170 | 180
3391 | 60 | 170 | 180
3392 | 60 | 170 | 180
3393 | 60 | 170 | 180
3394 | 60 | 170 | 180
3395 | 60 | 170 | 180
3396 | 60 | 170 | 180
3397 | 60 | 170 | 180
3398 | 60 | 170 | 180
3399 | 60 | 170 | 180
3400 | 60 | 170 | 180
3401 | 60 | 170 | 180
3402 | 60 | 170 | 180
3403 | 60 | 170 | 180
3404 | 60 | 170 | 180
3405 | 60 | 170 | 180
3406 | 60 | 170 | 180
3407 | 60 | 170 | 180
3408 | 60 | 170 | 180
3409 | 60 | 170 | 180
3410 | 60 | 170 | 180
3411 | 60 | 170 | 180
3412 | 60 | 170 | 180
3413 | 60 | 170 | 180
3414 | 60 | 170 | 180
3415 | 60 | 170 | 180
3416 | 60 | 170 | 180
3417 | 60 | 170 | 180
3418 | 60 | 170 | 180
3419 | 60 | 170 | 180
3420 | 60 | 170 | 180
3421 | 60 | 170 | 180
3422 | 60 | 170 | 180
3423 | 60 | 170 | 180
3424 | 60 | 170 | 180
3425 | 60 | 170 | 180
3426 | 60 | 170 | 180
3427 | 60 | 170 | 180
3428 | 60 | 170 | 180
3429 | 60 | 170 | 180
3430 | 60 | 170 | 180
3431 | 60 | 170 | 180
3432 | 60 | 170 | 180
3433 | 60 | 170 | 180
3434 | 60 | 170 | 180
3435 | 60 | 170 | 180
3436 | 60 | 170 | 180
3437 | 60 | 170 | 180
3438 | 60 | 170 | 180
3439 | 60 | 170 | 180
3440 | 60 | 170 | 180
3441 | 60 | 170 | 180
3442 | 60 | 170 | 180
3443 | 60 | 170 | 180
3444 | 60 | 170 | 180
3445 | 60 | 170 | 180
3446 | 60 | 170 | 180
3447 | 60 | 170 | 180
3448 | 60 | 170 | 180
3449 | 60 | 170 | 180
3450 | 60 | 170 | 180
3451 | 60 | 170 | 180
3452 | 60 | 170 | 180
3453 | 60 | 170 | 180
3454 | 60 | 170 | 180
3455 | 60 | 170 | 180
3456 | 60 | 170 | 180
3457 | 60 | 170 | 180
3458 | 60 | 170 | 180
3459 | 60 | 170 | 180
3460 | 60 | 170 | 180
3461 | 60 | 170 | 180
3462 | 60 | 170 | 180
3463 | 60 | 170 | 180
3464 | 60 | 170 | 180
3465 | 60 | 170 | 180
3466 | 60 | 170 | 180
3467 | 60 | 170 | 180
3468 | 60 | 170 | 180
3469 | 60 | 170 | 180
3470 | 60 | 170 | 180
3471 | 60 | 170 | 180
3472 | 60 | 170 | 180
3473 | 60 | 170 | 180
3474 | 60 | 170 | 180
3475 | 60 | 170 | 180
3476 | 60 | 170 | 180
3477 | 60 | 170 | 180
3478 | 60 | 170 | 180
3479 | 60 | 170 | 180
3480 | 60 | 170 | 180
3481 | 60 | 170 | 180
3482 | 60 | 170 | 180
3483 | 60 | 170 | 180
3484 | 60 | 170 | 180
3485 | 60 | 170 | 180
3486 | 60 | 170 | 180
3487 | 60 | 170 | 180
3488 | 60 | 170 | 180
3489 | 60 | 170 | 180
3490 | 60 | 170 | 180
3491 | 60 | 170 | 180
3492 | 60 | 170 | 180
3493 | 60 | 170 | 180
3494 | 60 | 170 | 180
3495 | 60 | 170 | 180
3496 | 60 | 170 | 180
3497 | 60 | 170 | 180
3498 | 60 | 170 | 180
3499 | 60 | 170 | 180
3500 | 60 | 170 | 180
3501 | 60 | 170 | 180
3502 | 60 | 170 | 180
3503 | 60 | 170 | 180
3504 | 60 | 170 | 180
3505 | 60 | 170 | 180
3506 | 60 | 170 | 180
3507 | 60 | 170 | 180
3508 | 60 | 170 | 180
3509 | 60 | 170 | 180
3510 | 60 | 170 | 180
3511 | 60 | 170 | 180
3512 | 60 | 170 | 180
3513 | 60 | 170 | 180
3514 | 60 | 170 | 180
3515 | 60 | 170 | 180
3516 | 60 | 170 | 180
3517 | 60 | 170 | 180
3518 | 60 | 170 | 180
3519 | 60 | 170 | 180
3520 | 60 | 170 | 180
3521 | 60 | 170 | 180
3522 | 60 | 170 | 180
3523 | 60 | 170 | 180
3524 | 60 | 170 | 180
3525 | 60 | 170 | 180
3526 | 60 | 170 | 180
3527 | 60 | 170 | 180
3528 | 60 | 170 | 180
3529 | 60 | 170 | 180
3530 | 60 | 170 | 180
3531 | 60 | 170 | 180
3532 | 60 | 170 | 180
3533 | 60 | 170 | 180
3534 | 60 | 170 | 180
3535 | 60 | 170 | 180
3536 | 60 | 170 | 180
3537 | 60 | 170 | 180
3538 | 60 | 170 | 180
3539 | 60 | 170 | 180
3540 | 60 | 170 | 180
3541 | 60 | 170 | 180
3542 | 60 | 170 | 180
3543 | 60 | 170 | 180
3544 | 60 | 170 | 180
3545 | 60 | 170 | 180
3546 | 60 | 170 | 180
3547 | 60 | 170 | 180
3548 | 60 | 170 | 180
3549 | 60 | 170 | 180
3550 | 60 | 170 | 180
3551 | 60 | 170 | 180
3552 | 60 | 170 | 180
3553 | 60 | 170 | 180
3554 | 60 | 170 | 180
3555 | 60 | 170 | 180
3556 | 60 | 170 | 180
3557 | 60 | 170 | 180
3558 | 60 | 170 | 180
3559 | 60 | 170 | 180
3560 | 60 | 170 | 180
3561 | 60 | 170 | 180
3562 | 60 | 170 | 180
3563 | 60 | 170 | 180
3564 | 60 | 170 | 180
3565 | 60 | 170 | 180
3566 | 60 | 170 | 180
3567 | 60 | 170 | 180
3568 | 60 | 170 | 180
3569 | 60 | 170 | 180
3570 | 60 | 170 | 180
3571 | 60 | 170 | 180
3572 | 60 | 170 | 180
3573 | 60 | 170 | 180
3574 | 60 | 170 | 180
3575 | 60 | 170 | 180
3576 | 60 | 170 | 180
3577 | 60 | 170 | 180
3578 | 60 | 170 | 180
3579 | 60 | 170 | 180
3580 | 60 | 170 | 180
3581 | 60 | 170 | 180
3582 | 60 | 170 | 180
3583 | 60 | 170 | 180
3584 | 60 | 170 | 180
3585 | 60 | 170 | 180
3586 | 60 | 170 | 180
3587 | 60 | 170 | 180
3588 | 60 | 170 | 180
3589 | 60 | 170 | 180
3590 | 60 | 170 | 180
3591 | 60 | 170 | 180
3592 | 60 | 170 | 180
3593 | 60 | 170 | 180
3594 | 60 | 170 | 180
3595 | 60 | 170 | 180
3596 | 60 | 170 | 180
3597 | 60 | 170 | 180
3598 | 60 | 170 | 180
3599 | 60 | 170 | 180
3600 | 60 | 170 | 180
3601 | 60 | 170 | 180
3602 | 60 | 170 | 180
3603 | 60 | 170 | 180
3604 | 60 | 170 | 180
3605 | 60 | 170 | 180
3606 | 60 | 170 | 180
3607 | 60 | 170 | 180
3608 | 60 | 170 | 180
3609 | 60 | 170 | 180
3610 | 60 | 170 | 180
3611 | 60 | 170 | 180
3612 | 60 | 170 | 180
3613 | 60 | 170 | 180
3614 | 60 | 170 | 180
3615 | 60 | 170 | 180
3616 | 60 | 170 | 180
3617 | 60 | 170 | 180
3618 | 60 | 170 | 180
3619 | 60 | 170 | 180
3620 | 60 | 170 | 180
3621 | 60 | 170 | 180
3622 | 60 | 170 | 180
3623 | 60 | 170 | 180
3624 | 60 | 170 | 180
3625 | 60 | 170 | 180
3626 | 60 | 170 | 180
3627 | 60 | 170 | 180
3628 | 60 | 170 | 180
3629 | 60 | 170 | 180
3630 | 60 | 170 | 180
3631 | 60 | 170 | 180
3632 | 60 | 170 | 180
3633 | 60 | 170 | 180
3634 | 60 | 170 | 180
3635 | 60 | 170 | 180
3636 | 60 | 170 | 180
3637 | 60 | 170 | 180
3638 | 60 | 170 | 180
3639 | 60 | 170 | 180
3640 | 60 | 170 | 180
3641 | 60 | 170 | 180
3642 | 60 | 170 | 180
3643 | 60 | 170 | 180
3644 | 60 | 170 | 180
3645 | 60 | 170 | 180
3646 | 60 | 170 | 180
3647 | 60 | 170 | 180
3648 | 60 | 170 | 180
3649 | 60 | 170 | 180
3650 | 60 | 170 | 180
3651 | 60 | 170 | 180
3652 | 60 | 170 | 180
3653 | 60 | 170 | 180
3654 | 60 | 170 | 180
3655 | 60 | 170 | 180
3656 | 60 | 170 | 180
3657 | 60 | 170 | 180
3658 | 60 | 170 | 180
3659 | 60 | 170 | 180
3660 | 60 | 170 | 180
3661 | 60 | 170 | 180
3662 | 60 | 170 | 180
3663 | 60 | 170 | 180
3664 | 60 | 170 | 180
3665 | 60 | 170 | 180
3666 | 60 | 170 | 180
3667 | 60 | 170 | 180
3668 | 60 | 170 | 180
3669 | 60 | 170 | 180
3670 | 60 | 170 | 180
3671 | 60 | 170 | 180
3672 | 60 | 170 | 180
3673 | 60 | 170 | 180
3674 | 60 | 170 | 180
3675 | 60 | 170 | 180
3676 | 60 | 170 | 180
3677 | 60 | 170 | 180
3678 | 60 | 170 | 180
3679 | 60 | 170 | 180
3680 | 60 | 170 | 180
3681 | 60 | 170 | 180
3682 | 60 | 170 | 180
3683 | 60 | 170 | 180
3684 | 60 | 170 | 180
3685 | 60 | 170 | 180
3686 | 60 | 170 | 180
3687 | 60 | 170 | 180
3688 | 60 | 170 | 180
3689 | 60 | 170 | 180
3690 | 60 | 170 | 180
3691 | 60 | 170 | 180
3692 | 60 | 170 | 180
3693 | 60 | 170 | 180
3694 | 60 | 170 | 180
3695 | 60 | 170 | 180
3696 | 60 | 170 | 180
3697 | 60 | 170 | 180
3698 | 60 | 170 | 180
3699 | 60 | 170 | 180
3700 | 60 | 170 | 180
3701 | 60 | 170 | 180
3702 | 60 | 170 | 180
3703 | 60 | 170 | 180
3704 | 60 | 170 | 180
3705 | 60 | 170 | 180
3706 | 60 | 170 | 180
3707 | 60 | 170 | 180
3708 | 60 | 170 | 180
3709 | 60 | 170 | 180
3710 | 60 | 170 | 180
3711 | 60 | 170 | 180
3712 | 60 | 170 | 180
3713 | 60 | 170 | 180
3714 | 60 | 170 | 180
3715 | 60 | 170 | 180
3716 | 60 | 170 | 180
3717 | 60 | 170 | 180
3718 | 60 | 170 | 180
3719 | 60 | 170 | 180
3720 | 60 | 170 | 180
3721 | 60 | 170 | 180
3722 | 60 | 170 | 180
3723 | 60 | 170 | 180
3724 | 60 | 170 | 180
3725 | 60 | 170 | 180
3726 | 60 | 170 | 180
3727 | 60 | 170 | 180
3728 | 60 | 170 | 180
3729 | 60 | 170 | 180
3730 | 60 | 170 | 180
3731 | 60 | 170 | 180
3732 | 60 | 170 | 180
3733 | 60 | 170 | 180
3734 | 60 | 170 | 180
3735 | 60 | 170 | 180
3736 | 60 | 170 | 180
3737 | 60 | 170 | 180
3738 | 60 | 170 | 180
3739 | 60 | 170 | 180
3740 | 60 | 170 | 180
3741 | 60 | 170 | 180
3742 | 60 | 170 | 180
3743 | 60 | 170 | 180
3744 | 60 | 170 | 180
3745 | 60 | 170 | 180
3746 | 60 | 170 | 180
3747 | 60 | 170 | 180
3748 | 60 | 170 | 180
3749 | 60 | 170 | 180
3750 | 60 | 170 | 180
3751 | 60 | 170 | 180
3752 | 60 | 170 | 180
3753 | 60 | 170 | 180
3754 | 60 | 170 | 180
3755 | 60 | 170 | 180
3756 | 60 | 170 | 180
3757 | 60 | 170 | 180
3758 | 60 | 170 | 180
3759 | 60 | 170 | 180
3760 | 60 | 170 | 180
3761 | 60 | 170 | 180
3762 | 60 | 170 | 180
3763 | 60 | 170 | 180
3764 | 60 | 170 | 180
3765 | 60 | 170 | 180
3766 | 60 | 170 | 180
3767 | 60 | 170 | 180
3768 | 60 | 170 | 180
3769 | 60 | 170 | 180
3770 | 60 | 170 | 180
3771 | 60 | 170 | 180
3772 | 60 | 170 | 180
3773 | 60 | 170 | 180
3774 | 60 | 170 | 180
3775 | 60 | 170 | 180
3776 | 60 | 170 | 180
3777 | 60 | 170 | 180
3778 | 60 | 170 | 180
3779 | 60 | 170 | 180
3780 | 60 | 170 | 180
3781 | 60 | 170 | 180
3782 | 60 | 170 | 180
3783 | 60 | 170 | 180
3784 | 60 | 170 | 180
3785 | 60 | 170 | 180
3786 | 60 | 170 | 180
3787 | 60 | 170 | 180
3788 | 60 | 170 | 180
3789 | 60 | 170 | 180
3790 | 60 | 170 | 180
3791 | 60 | 170 | 180
3792 | 60 | 170 | 180
3793 | 60 | 170 | 180
3794 | 60 | 170 | 180
3795 | 60 | 170 | 180
3796 | 60 | 170 | 180
3797 | 60 | 170 | 180
3798 | 60 | 170 | 180
3799 | 60 | 170 | 180
3800 | 60 | 170 | 180
3801 | 60 | 170 | 180
3802 | 60 | 170 | 180
3803 | 60 | 170 | 180
3804 | 60 | 170 | 180
3805 | 60 | 170 | 180
3806 | 60 | 170 | 180
3807 | 60 | 170 | 180
3808 | 60 | 170 | 180
3809 | 60 | 170 | 180
3810 | 60 | 170 | 180
3811 | 60 | 170 | 180
3812 | 60 | 170 | 180
3813 | 60 | 170 | 180
3814 | 60 | 170 | 180
3815 | 60 | 170 | 180
3816 | 60 | 170 | 180
3817 | 60 | 170 | 180
3818 | 60 | 170 | 180
3819 | 60 | 170 | 180
3820 | 60 | 170 | 180
3821 | 60 | 170 | 180
3822 | 60 | 170 | 180
3823 | 60 | 170 | 180
3824 | 60 | 170 | 180
3825 | 60 | 170 | 180
3826 | 60 | 170 | 180
3827 | 60 | 170 | 180
3828 | 60 | 170 | 180
3829 | 60 | 170 | 180
3830 | 60 | 170 | 180
3831 | 60 | 170 | 180
3832 | 60 | 170 | 180
3833 | 60 | 170 | 180
3834 | 60 | 170 | 180
3835 | 60 | 170 | 180
3836 | 60 | 170 | 180
3837 | 60 | 170 | 180
3838 | 60 | 170 | 180
3839 | 60 | 170 | 180
3840 | 60 | 170 | 180
3841 | 60 | 170 | 180
3842 | 60 | 170 | 180
3843 | 60 | 170 | 180
3844 | 60 | 170 | 180
3845 | 60 | 170 | 180
3846 | 60 | 170 | 180
3847 | 60 | 170 | 180
3848 | 60 | 170 | 180
3849 | 60 | 170 | 180
3850 | 60 | 170 | 180
3851 | 60 | 170 | 180
3852 | 60 | 170 | 180
3853 | 60 | 170 | 180
3854 | 60 | 170 | 180
3855 | 60 | 170 | 180
3856 | 60 | 170 | 180
3857 | 60 | 170 | 180
3858 | 60 | 170 | 180
3859 | 60 | 170 | 180
3860 | 60 | 170 | 180
3861 | 60 | 170 | 180
3862 | 60 | 170 | 180
3863 | 60 | 170 | 180
3864 | 60 | 170 | 180
3865 | 60 | 170 | 180
3866 | 60 | 170 | 180
3867 | 60 | 170 | 180
3868 | 60 | 170 | 180
3869 | 60 | 170 | 180
3870 | 60 | 170 | 180
3871 | 60 | 170 | 180
3872 | 60 | 170 | 180
3873 | 60 | 170 | 180
3874 | 60 | 170 | 180
3875 | 60 | 170 | 180
3876 | 60 | 170 | 180
3877 | 60 | 170 | 180
3878 | 60 | 170 | 180
3879 | 60 | 170 | 180
3880 | 60 | 170 | 180
3881 | 60 | 170 | 180
3882 | 60 | 170 | 180
3883 | 60 | 170 | 180
3884 | 60 | 170 | 180
3885 | 60 | 170 | 180
3886 | 60 | 170 | 180
3887 | 60 | 170 | 180
3888 | 60 | 170 | 180
3889 | 60 | 170 | 180
3890 | 60 | 170 | 180
3891 | 60 | 170 | 180
3892 | 60 | 170 | 180
3893 | 60 | 170 | 180
3894 | 60 | 170 | 180
3895 | 60 | 170 | 180
3896 | 60 | 170 | 180
3897 | 60 | 170 | 180
3898 | 60 | 170 | 180
3899 | 60 | 170 | 180
3900 | 60 | 170 | 180
3901 | 60 | 170 | 180
3902 | 60 | 170 | 180
3903 | 60 | 170 | 180
3904 | 60 | 170 | 180
3905 | 60 | 170 | 180
3906 | 60 | 170 | 180
3907 | 60 | 170 | 180
3908 | 60 | 170 | 180
3909 | 60 | 170 | 180
3910 | 60 | 170 | 180
3911 | 60 | 170 | 180
3912 | 60 | 170 | 180
3913 | 60 | 170 | 180
3914 | 60 | 170 | 180
3915 | 60 | 170 | 180
3916 | 60 | 170 | 180
3917 | 60 | 170 | 180
3918 | 60 | 170 | 180
3919 | 60 | 170 | 180
3920 | 60 | 170 | 180
3921 | 60 | 170 | 180
3922 | 60 | 170 | 180
3923 | 60 | 170 | 180
3924 | 60 | 170 | 180
3925 | 60 | 170 | 180
3926 | 60 | 170 | 180
3927 | 60 | 170 | 180
3928 | 60 | 170 | 180
3929 | 60 | 170 | 180
3930 | 60 | 170 | 180
3931 | 60 | 170 | 180
3932 | 60 | 170 | 180
3933 | 60 | 170 | 180
3934 | 60 | 170 | 180
3935 | 60 | 170 | 180
3936 | 60 | 170 | 180
3937 | 60 | 170 | 180
3938 | 60 | 170 | 180
3939 | 60 | 170 | 180
3940 | 60 | 170 | 180
3941 | 60 | 170 | 180
3942 | 60 | 170 | 180
3943 | 60 | 170 | 180
3944 | 60 | 170 | 180
3945 | 60 | 170 | 180
3946 | 60 | 170 | 180
3947 | 60 | 170 | 180
3948 | 60 | 170 | 180
3949 | 60 | 170 | 180
3950 | 60 | 170 | 180
3951 | 60 | 170 | 180
3952 | 60 | 170 | 180
3953 | 60 | 170 | 180
3954 | 60 | 170 | 180
3955 | 60 | 170 | 180
3956 | 60 | 170 | 180
3957 | 60 | 170 | 180
3958 | 60 | 170 | 180
3959 | 60 | 170 | 180
3960 | 60 | 170 | 180
3961 | 60 | 170 | 180
3962 | 60 | 170 | 180
3963 | 60 | 170 | 180
3964 | 60 | 170 | 180
3965 | 60 | 170 | 180
3966 | 60 | 170 | 180
3967 | 60 | 170 | 180
3968 | 60 | 170 | 180
3969 | 60 | 170 | 180
3970 | 60 | 170 | 180
3971 | 60 | 170 | 180
3972 | 60 | 170 | 180
3973 | 60 | 170 | 180
3974 | 60 | 170 | 180
3975 | 60 | 170 | 180
3976 | 60 | 170 | 180
3977 | 60 | 170 | 180
3978 | 60 | 170 | 180
3979 | 60 | 170 | 180
3980 | 60 | 170 | 180
3981 | 60 | 170 | 180
3982 | 60 | 170 | 180
3983 | 60 | 170 | 180
3984 | 60 | 170 | 180
3985 | 60 | 170 | 180
3986 | 60 | 170 | 180
3987 | 60 | 170 | 180
3988 | 60 | 170 | 180
3989 | 60 | 170 | 180
3990 | 60 | 170 | 180
3991 | 60 | 170 | 180
3992 | 60 | 170 | 180
3993 | 60 | 170 | 180
3994 | 60 | 170 | 180
3995 | 60 | 170 | 180
3996 | 60 | 170 | 180
3997 | 60 | 170 | 180
3998 | 60 | 170 | 180
3999 | 60 | 170 | 180
4000 | 60 | 170 | 180
4001 | 60 | 170 | 180
4002 | 60 | 170 | 180
4003 | 60 | 170 | 180
4004 | 60 | 170 | 180
4005 | 60 | 170 | 180
4006 | 60 | 170 | 180
4007 | 60 | 170 | 180
4008 | 60 | 170 | 180
4009 | 60 | 170 | 180
4010 | 60 | 170 | 180
4011 | 60 | 170 | 180
4012 | 60 | 170 | 180
4013 | 60 | 170 | 180
4014 | 60 | 170 | 180
4015 | 60 | 170 | 180
4016 | 60 | 170 | 180
4017 | 60 | 170 | 180
4018 | 60 | 170 | 180
4019 | 60 | 170 | 180
4020 | 60 | 170 | 180
4021 | 60 | 170 | 180
4022 | 60 | 170 | 180
4023 | 60 | 170 | 180
4024 | 60 | 170 | 180
4025 | 60 | 170 | 180
4026 | 60 | 170 | 180
4027 | 60 | 170 | 180
4028 | 60 | 170 | 180
4029 | 60 | 170 | 180
4030 | 60 | 170 | 180
4031 | 60 | 170 | 180
4032 | 60 | 170 | 180
4033 | 60 | 170 | 180
4034 | 60 | 170 | 180
4035 | 60 | 170 | 180
4036 | 60 | 170 | 180
4037 | 60 | 170 | 180
4038 | 60 | 170 | 180
4039 | 60 | 170 | 180
4040 | 60 | 170 | 180
4041 | 60 | 170 | 180
4042 | 60 | 170 | 180
4043 | 60 | 170 | 180
4044 | 60 | 170 | 180
4045 | 60 | 170 | 180
4046 | 60 | 170 | 180
4047 | 60 | 170 | 180
4048 | 60 | 170 | 180
4049 | 60 | 170 | 180
4050 | 60 | 170 | 180
4051 | 60 | 170 | 180
4052 | 60 | 170 | 180
4053 | 60 | 170 | 180
4054 | 60 | 170 | 180
4055 | 60 | 170 | 180
4056 | 60 | 170 | 180
4057 | 60 | 170 | 180
4058 | 60 | 170 | 180
4059 | 60 | 170 | 180
4060 | 60 | 170 | 180
4061 | 60 | 170 | 180
4062 | 60 | 170 | 180
4063 | 60 | 170 | 180
4064 | 60 | 170 | 180
4065 | 60 | 170 | 180
4066 | 60 | 170 | 180
4067 | 60 | 170 | 180
4068 | 60 | 170 | 180
4069 | 60 | 170 | 180
4070 | 60 | 170 | 180
4071 | 60 | 170 | 180
4072 | 60 | 170 | 180
4073 | 60 | 170 | 180
4074 | 60 | 170 | 180
4075 | 60 | 170 | 180
4076 | 60 | 170 | 180
4077 | 60 | 170 | 180
4078 | 60 | 170 | 180
4079 | 60 | 170 | 180
4080 | 60 | 170 | 180
4081 | 60 | 170 | 180
4082 | 60 | 170 | 180
4083 | 60 | 170 | 180
4084 | 60 | 170 | 180
4085 | 60 | 170 | 180
4086 | 60 | 170 | 180
4087 | 60 | 170 | 180
4088 | 60 | 170 | 180
4089 | 60 | 170 | 180
4090 | 60 | 170 | 180
4091 | 60 | 170 | 180
4092 | 60 | 170 | 180
4093 | 60 | 170 | 180
4094 | 60 | 170 | 180
4095 | 60 | 170 | 180
4096 | 60 | 170 | 180
4097 | 60 | 170 | 180
4098 | 60 | 170 | 180
4099 | 60 | 170 | 180
4100 | 60 | 170 | 180
4101 | 60 | 170 | 180
4102 | 60 | 170 | 180
4103 | 60 | 170 | 180
4104 | 60 | 170 | 180
4105 | 60 | 170 | 180
4106 | 60 | 170 | 180
4107 | 60 | 170 | 180
4108 | 60 | 170 | 180
4109 | 60 | 170 | 180
4110 | 60 | 170 | 180
4111 | 60 | 170 | 180
4112 | 60 | 170 | 180
4113 | 60 | 170 | 180
4114 | 60 | 170 | 180
4115 | 60 | 170 | 180
4116 | 60 | 170 | 180
4117 | 60 | 170 | 180
4118 | 60 | 170 | 180
4119 | 60 | 170 | 180
4120 | 60 | 170 | 180
4121 | 60 | 170 | 180
4122 | 60 | 170 | 180
4123 | 60 | 170 | 180
4124 | 60 | 170 | 180
4125 | 60 | 170 | 180
4126 | 60 | 170 | 180
4127 | 60 | 170 | 180
4128 | 60 | 170 | 180
4129 | 60 | 170 | 180
4130 | 60 | 170 | 180
4131 | 60 | 170 | 180
4132 | 60 | 170 | 180
4133 | 60 | 170 | 180
4134 | 60 | 170 | 180
4135 | 60 | 170 | 180
4136 | 60 | 170 | 180
4137 | 60 | 170 | 180
4138 | 60 | 170 | 180
4139 | 60 | 170 | 180
4140 | 60 | 170 | 180
4141 | 60 | 170 | 180
4142 | 60 | 170 | 180
4143 | 60 | 170 | 180
4144 | 60 | 170 | 180
4145 | 60 | 170 | 180
4146 | 60 | 170 | 180
4147 | 60 | 170 | 180
4148 | 60 | 170 | 180
4149 | 60 | 170 | 180
4150 | 60 | 170 | 180
4151 | 60 | 170 | 180
4152 | 60 | 170 | 180
4153 | 60 | 170 | 180
4154 | 60 | 170 | 180
4155 | 60 | 170 | 180
4156 | 60 | 170 | 180
4157 | 60 | 170 | 180
4158 | 60 | 170 | 180
4159 | 60 | 170 | 180
4160 | 60 | 170 | 180
4161 | 60 | 170 | 180
4162 | 60 | 170 | 180
4163 | 60 | 170 | 180
4164 | 60 | 170 | 180
4165 | 60 | 170 | 180
4166 | 60 | 170 | 180
4167 | 60 | 170 | 180
4168 | 60 | 170 | 180
4169 | 60 | 170 | 180
4170 | 60 | 170 | 180
4171 | 60 | 170 | 180
4172 | 60 | 170 | 180
4173 | 60 | 170 | 180
4174 | 60 | 170 | 180
4175 | 60 | 170 | 180
4176 | 60 | 170 | 180
4177 | 60 | 170 | 180
4178 | 60 | 170 | 180
4179 | 60 | 170 | 180
4180 | 60 | 170 | 180
4181 | 60 | 170 | 180
4182 | 60 | 170 | 180
4183 | 60 | 170 | 180
4184 | 60 | 170 | 180
4185 | 60 | 170 | 180
4186 | 60 | 170 | 180
4187 | 60 | 170 | 180
4188 | 60 | 170 | 180
4189 | 60 | 170 | 180
4190 | 60 | 170 | 180
4191 | 60 | 170 | 180
4192 | 60 | 170 | 180
4193 | 60 | 170 | 180
4194 | 60 | 170 | 180
4195 | 60 | 170 | 180
4196 | 60 | 170 | 180
4197 | 60 | 170 | 180
4198 | 60 | 170 | 180
4199 | 60 | 170 | 180
4200 | 60 | 170 | 180
4201 | 60 | 170 | 180
4202 | 60 | 170 | 180
4203 | 60 | 170 | 180
4204 | 60 | 170 | 180
4205 | 60 | 170 | 180
4206 | 60 | 170 | 180
4207 | 60 | 170 | 180
4208 | 60 | 170 | 180
4209 | 60 | 170 | 180
4210 | 60 | 170 | 180
4211 | 60 | 170 | 180
4212 | 60 | 170 | 180
4213 | 60 | 170 | 180
4214 | 60 | 170 | 180
4215 | 60 | 170 | 180
4216 | 60 | 170 | 180
4217 | 60 | 170 | 180
4218 | 60 | 170 | 180
4219 | 60 | 170 | 180
4220 | 60 | 170 | 180
4221 | 60 | 170 | 180
4222 | 60 | 170 | 180
4223 | 60 | 170 | 180
4224 | 60 | 170 | 180
4225 | 60 | 170 | 180
4226 | 60 | 170 | 180
4227 | 60 | 170 | 180
4228 | 60 | 170 | 180
4229 | 60 | 170 | 180
4230 | 60 | 170 | 180
4231 | 60 | 170 | 180
4232 | 60 | 170 | 180
4233 | 60 | 170 | 180
4234 | 60 | 170 | 180
4235 | 60 | 170 | 180
4236 | 60 | 170 | 180
4237 | 60 | 170 | 180
4238 | 60 | 170 | 180
4239 | 60 | 170 | 180
4240 | 60 | 170 | 180
4241 | 60 | 170 | 180
4242 | 60 | 170 | 180
4243 | 60 | 170 | 180
4244 | 60 | 170 | 180
4245 | 60 | 170 | 180
4246 | 60 | 170 | 180
4247 | 60 | 170 | 180
4248 | 60 | 170 | 180
4249 | 60 | 170 | 180
4250 | 60 | 170 | 180
4251 | 60 | 170 | 180
4252 | 60 | 170 | 180
4253 | 60 | 170 | 180
4254 | 60 | 170 | 180
4255 | 60 | 170 | 180
4256 | 60 | 170 | 180
4257 | 60 | 170 | 180
4258 | 60 | 170 | 180
4259 | 60 | 170 | 180
4260 | 60 | 170 | 180
4261 | 60 | 170 | 180
4262 | 60 | 170 | 180
4263 | 60 | 170 | 180
4264 | 60 | 170 | 180
4265 | 60 | 170 | 180
4266 | 60 | 170 | 180
4267 | 60 | 170 | 180
4268 | 60 | 170 | 180
4269 | 60 | 170 | 180
4270 | 60 | 170 | 180
4271 | 60 | 170 | 180
4272 | 60 | 170 | 180
4273 | 60 | 170 | 180
4274 | 60 | 170 | 180
4275 | 60 | 170 | 180
4276 | 60 | 170 | 180
4277 | 60 | 170 | 180
4278 | 60 | 170 | 180
4279 | 60 | 170 | 180
4280 | 60 | 170 | 180
4281 | 60 | 170 | 180
4282 | 60 | 170 | 180
4283 | 60 | 170 | 180
4284 | 60 | 170 | 180
4285 | 60 | 170 | 180
4286 | 60 | 170 | 180
4287 | 60 | 170 | 180
4288 | 60 | 170 | 180
4289 | 60 | 170 | 180
4290 | 60 | 170 | 180
4291 | 60 | 170 | 180
4292 | 60 | 170 | 180
4293 | 60 | 170 | 180
4294 | 60 | 170 | 180
4295 | 60 | 170 | 180
4296 | 60 | 170 | 180
4297 | 60 | 170 | 180
4298 | 60 | 170 | 180
4299 | 60 | 170 | 180
4300 | 60 | 170 | 180
4301 | 60 | 170 | 180
4302 | 60 | 170 | 180
4303 | 60 | 170 | 180
4304 | 60 | 170 | 180
4305 | 60 | 170 | 180
4306 | 60 | 170 | 180
4307 | 60 | 170 | 180
4308 | 60 | 170 | 180
4309 | 60 | 170 | 180
4310 | 60 | 170 | 180
4311 | 60 | 170 | 180
4312 | 60 | 170 | 180
4313 | 60 | 170 | 180
4314 | 60 | 170 | 180
4315 | 60 | 170 | 180
4316 | 60 | 170 | 180
4317 | 60 | 170 | 180
4318 | 60 | 170 | 180
4319 | 60 | 170 | 180
4320 | 60 | 170 | 180
4321 | 60 | 170 | 180
4322 | 60 | 170 | 180
4323 | 60 | 170 | 180
4324 | 60 | 170 | 180
4325 | 60 | 170 | 180
4326 | 60 | 170 | 180
4327 | 60 | 170 | 180
4328 | 60 | 170 | 180
4329 | 60 | 170 | 180
4330 | 60 | 170 | 180
4331 | 60 | 170 | 180
4332 | 60 | 170 | 180
4333 | 60 | 170 | 180
4334 | 60 | 170 | 180
4335 | 60 | 170 | 180
4336 | 60 | 170 | 180
4337 | 60 | 170 | 180
4338 | 60 | 170 | 180
4339 | 60 | 170 | 180
4340 | 60 | 170 | 180
4341 | 60 | 170 | 180
4342 | 60 | 170 | 180
4343 | 60 | 170 | 180
4344 | 60 | 170 | 180
4345 | 60 | 170 | 180
4346 | 60 | 170 | 180
4347 | 60 | 170 | 180
4348 | 60 | 170 | 180
4349 | 60 | 170 | 180
4350 | 60 | 170 | 180
4351 | 60 | 170 | 180
4352 | 60 | 170 | 180
4353 | 60 | 170 | 180
4354 | 60 | 170 | 180
4355 | 60 | 170 | 180
4356 | 60 | 170 | 180
4357 | 60 | 170 | 180
4358 | 60 | 170 | 180
4359 | 60 | 170 | 180
4360 | 60 | 170 | 180
4361 | 60 | 170 | 180
4362 | 60 | 170 | 180
4363 | 60 | 170 | 180
4364 | 60 | 170 | 180
4365 | 60 | 170 | 180
4366 | 60 | 170 | 180
4367 | 60 | 170 | 180
4368 | 60 | 170 | 180
4369 | 60 | 170 | 180
4370 | 60 | 170 | 180
4371 | 60 | 170 | 180
4372 | 60 | 170 | 180
4373 | 60 | 170 | 180
4374 | 60 | 170 | 180
4375 | 60 | 170 | 180
4376 | 60 | 170 | 180
4377 | 60 | 170 | 180
4378 | 60 | 170 | 180
4379 | 60 | 170 | 180
4380 | 60 | 170 | 180
4381 | 60 | 170 | 180
4382 | 60 | 170 | 180
4383 | 60 | 170 | 180
4384 | 60 | 170 | 180
4385 | 60 | 170 | 180
4386 | 60 | 170 | 180
4387 | 60 | 170 | 180
4388 | 60 | 170 | 180
4389 | 60 | 170 | 180
4390 | 60 | 170 | 180
4391 | 60 | 170 | 180
4392 | 60 | 170 | 180
4393 | 60 | 170 | 180
4394 | 60 | 170 | 180
4395 | 60 | 170 | 180
4396 | 60 | 170 | 180
4397 | 60 | 170 | 180
4398 | 60 | 170 | 180
4399 | 60 | 170 | 180
4400 | 60 | 170 | 180
4401 | 60 | 170 | 180
4402 | 60 | 170 | 180
4403 | 60 | 170 | 180
4404 | 60 | 170 | 180
4405 | 60 | 170 | 180
4406 | 60 | 170 | 180
4407 | 60 | 170 | 180
4408 | 60 | 170 | 180
4409 | 60 | 170 | 180
4410 | 60 | 170 | 180
4411 | 60 | 170 | 180
4412 | 60 | 170 | 180
4413 | 60 | 170 | 180
4414 | 60 | 170 | 180
4415 | 60 | 170 | 180
4416 | 60 | 170 | 180
4417 | 60 | 170 | 180
4418 | 60 | 170 | 180
4419 | 60 | 170 | 180
4420 | 60 | 170 | 180
4421 | 60 | 170 | 180
4422 | 60 | 170 | 180
4423 | 60 | 170 | 180
4424 | 60 | 170 | 180
4425 | 60 | 170 | 180
4426 | 60 | 170 | 180
4427 | 60 | 170 | 180
4428 | 60 | 170 | 180
4429 | 60 | 170 | 180
4430 | 60 | 170 | 180
4431 | 60 | 170 | 180
4432 | 60 | 170 | 180
4433 | 60 | 170 | 180
4434 | 60 | 170 | 180
4435 | 60 | 170 | 180
4436 | 60 | 170 | 180
4437 | 60 | 170 | 180
4438 | 60 | 170 | 180
4439 | 60 | 170 | 180
4440 | 60 | 170 | 180
4441 | 60 | 170 | 180
4442 | 60 | 170 | 180
4443 | 60 | 170 | 180
4444 | 60 | 170 | 180
4445 | 60 | 170 | 180
4446 | 60 | 170 | 180
4447 | 60 | 170 | 180
4448 | 60 | 170 | 180
4449 | 60 | 170 | 180
4450 | 60 | 170 | 180
4451 | 60 | 170 | 180
4452 | 60 | 170 | 180
4453 | 60 | 170 | 180
4454 | 60 | 170 | 180
4455 | 60 | 170 | 180
4456 | 60 | 170 | 180
4457 | 60 | 170 | 180
4458 | 60 | 170 | 180
4459 | 60 | 170 | 180
4460 | 60 | 170 | 180
4461 | 60 | 170 | 180
4462 | 60 | 170 | 180
4463 | 60 | 170 | 180
4464 | 60 | 170 | 180
4465 | 60 | 170 | 180
4466 | 60 | 170 | 180
4467 | 60 | 170 | 180
4468 | 60 | 170 | 180
4469 | 60 | 170 | 180
4470 | 60 | 170 | 180
4471 | 60 | 170 | 180
4472 | 60 | 170 | 180
4473 | 60 | 170 | 180
4474 | 60 | 170 | 180
4475 | 60 | 170 | 180
4476 | 60 | 170 | 180
4477 | 60 | 170 | 180
4478 | 60 | 170 | 180
4479 | 60 | 170 | 180
4480 | 60 | 170 | 180
4481 | 60 | 170 | 180
4482 | 60 | 170 | 180
4483 | 60 | 170 | 180
4484 | 60 | 170 | 180
4485 | 60 | 170 | 180
4486 | 60 | 170 | 180
4487 | 60 | 170 | 180
4488 | 60 | 170 | 180
4489 | 60 | 170 | 180
4490 | 60 | 170 | 180
4491 | 60 | 170 | 180
4492 | 60 | 170 | 180
4493 | 60 | 170 | 180
4494 | 60 | 170 | 180
4495 | 60 | 170 | 180
4496 | 60 | 170 | 180
4497 | 60 | 170 | 180
4498 | 60 | 170 | 180
4499 | 60 | 170 | 180
4500 | 60 | 170 | 180
4501 | 60 | 170 | 180
4502 | 60 | 170 | 180
4503 | 60 | 170 | 180
4504 | 60 | 170 | 180
4505 | 60 | 170 | 180
4506 | 60 | 170 | 180
4507 | 60 | 170 | 180
4508 | 60 | 170 | 180
4509 | 60 | 170 | 180
4510 | 60 | 170 | 180
4511 | 60 | 170 | 180
4512 | 60 | 170 | 180
4513 | 60 | 170 | 180
4514 | 60 | 170 | 180
4515 | 60 | 170 | 180
4516 | 60 | 170 | 180
4517 | 60 | 170 | 180
4518 | 60 | 170 | 180
4519 | 60 | 170 | 180
4520 | 60 | 170 | 180
4521 | 60 | 170 | 180
4522 | 60 | 170 | 180
4523 | 60 | 170 | 180
4524 | 60 | 170 | 180
4525 | 60 | 170 | 180
4526 | 60 | 170 | 180
4527 | 60 | 170 | 180
4528 | 60 | 170 | 180
4529 | 60 | 170 | 180
4530 | 60 | 170 | 180
4531 | 60 | 170 | 180
4532 | 60 | 170 | 180
4533 | 60 | 170 | 180
4534 | 60 | 170 | 180
4535 | 60 | 170 | 180
4536 | 60 | 170 | 180
4537 | 60 | 170 | 180
4538 | 60 | 170 | 180
4539 | 60 | 170 | 180
4540 | 60 | 170 | 180
4541 | 60 | 170 | 180
4542 | 60 | 170 | 180
4543 | 60 | 170 | 180
4544 | 60 | 170 | 180
4545 | 60 | 170 | 180
4546 | 60 | 170 | 180
4547 | 60 | 170 | 180
4548 | 60 | 170 | 180
4549 | 60 | 170 | 180
4550 | 60 | 170 | 180
4551 | 60 | 170 | 180
4552 | 60 | 170 | 180
4553 | 60 | 170 | 180
4554 | 60 | 170 | 180
4555 | 60 | 170 | 180
4556 | 60 | 170 | 180
4557 | 60 | 170 | 180
4558 | 60 | 170 | 180
4559 | 60 | 170 | 180
4560 | 60 | 170 | 180
4561 | 60 | 170 | 180
4562 | 60 | 170 | 180
4563 | 60 | 170 | 180
4564 | 60 | 170 | 180
4565 | 60 | 170 | 180
4566 | 60 | 170 | 180
4567 | 60 | 170 | 180
4568 | 60 | 170 | 180
4569 | 60 | 170 | 180
4570 | 60 | 170 | 180
4571 | 60 | 170 | 180
4572 | 60 | 170 | 180
4573 | 60 | 170 | 180
4574 | 60 | 170 | 180
4575 | 60 | 170 | 180
4576 | 60 | 170 | 180
4577 | 60 | 170 | 180
4578 | 60 | 170 | 180
4579 | 60 | 170 | 180
4580 | 60 | 170 | 180
4581 | 60 | 170 | 180
4582 | 60 | 170 | 180
4583 | 60 | 170 | 180
4584 | 60 | 170 | 180
4585 | 60 | 170 | 180
4586 | 60 | 170 | 180
4587 | 60 | 170 | 180
4588 | 60 | 170 | 180
4589 | 60 | 170 | 180
4590 | 60 | 170 | 180
4591 | 60 | 170 | 180
4592 | 60 | 170 | 180
4593 | 60 | 170 | 180
4594 | 60 | 170 | 180
4595 | 60 | 170 | 180
4596 | 60 | 170 | 180
4597 | 60 | 170 | 180
4598 | 60 | 170 | 180
4599 | 60 | 170 | 180
4600 | 60 | 170 | 180
4601 | 60 | 170 | 180
4602 | 60 | 170 | 180
4603 | 60 | 170 | 180
4604 | 60 | 170 | 180
4605 | 60 | 170 | 180
4606 | 60 | 170 | 180
4607 | 60 | 170 | 180
4608 | 60 | 170 | 180
4609 | 60 | 170 | 180
4610 | 60 | 170 | 180
4611 | 60 | 170 | 180
4612 | 60 | 170 | 180
4613 | 60 | 170 | 180
4614 | 60 | 170 | 180
4615 | 60 | 170 | 180
4616 | 60 | 170 | 180
4617 | 60 | 170 | 180
4618 | 60 | 170 | 180
4619 | 60 | 170 | 180
4620 | 60 | 170 | 180
4621 | 60 | 170 | 180
4622 | 60 | 170 | 180
4623 | 60 | 170 | 180
4624 | 60 | 170 | 180
4625 | 60 | 170 | 180
4626 | 60 | 170 | 180
4627 | 60 | 170 | 180
4628 | 60 | 170 | 180
4629 | 60 | 170 | 180
4630 | 60 | 170 | 180
4631 | 60 | 170 | 180
4632 | 60 | 170 | 180
4633 | 60 | 170 | 180
4634 | 60 | 170 | 180
4635 | 60 | 170 | 180
4636 | 60 | 170 | 180
4637 | 60 | 170 | 180
4638 | 60 | 170 | 180
4639 | 60 | 170 | 180
4640 | 60 | 170 | 180
4641 | 60 | 170 | 180
4642 | 60 | 170 | 180
4643 | 60 | 170 | 180
4644 | 60 | 170 | 180
4645 | 60 | 170 | 180
4646 | 60 | 170 | 180
4647 | 60 | 170 | 180
4648 | 60 | 170 | 180
4649 | 60 | 170 | 180
4650 | 60 | 170 | 180
4651 | 60 | 170 | 180
4652 | 60 | 170 | 180
4653 | 60 | 170 | 180
4654 | 60 | 170 | 180
4655 | 60 | 170 | 180
4656 | 60 | 170 | 180
4657 | 60 | 170 | 180
4658 | 60 | 170 | 180
4659 | 60 | 170 | 180
4660 | 60 | 170 | 180
4661 | 60 | 170 | 180
4662 | 60 | 170 | 180
4663 | 60 | 170 | 180
4664 | 60 | 170 | 180
4665 | 60 | 170 | 180
4666 | 60 | 170 | 180
4667 | 60 | 170 | 180
4668 | 60 | 170 | 180
4669 | 60 | 170 | 180
4670 | 60 | 170 | 180
4671 | 60 | 170 | 180
4672 | 60 | 170 | 180
4673 | 60 | 170 | 180
4674 | 60 | 170 | 180
4675 | 60 | 170 | 180
4676 | 60 | 170 | 180
4677 | 60 | 170 | 180
4678 | 60 | 170 | 180
4679 | 60 | 170 | 180
4680 | 60 | 170 | 180
4681 | 60 | 170 | 180
4682 | 60 | 170 | 180
4683 | 60 | 170 | 180
4684 | 60 | 170 | 180
4685 | 60 | 170 | 180
4686 | 60 | 170 | 180
4687 | 60 | 170 | 180
4688 | 60 | 170 | 180
4689 | 60 | 170 | 180
4690 | 60 | 170 | 180
4691 | 60 | 170 | 180
4692 | 60 | 170 | 180
4693 | 60 | 170 | 180
4694 | 60 | 170 | 180
4695 | 60 | 170 | 180
4696 | 60 | 170 | 180
4697 | 60 | 170 | 180
4698 | 60 | 170 | 180
4699 | 60 | 170 | 180
4700 | 60 | 170 | 180
4701 | 60 | 170 | 180
4702 | 60 | 170 | 180
4703 | 60 | 170 | 180
4704 | 60 | 170 | 180
4705 | 60 | 170 | 180
4706 | 60 | 170 | 180
4707 | 60 | 170 | 180
4708 | 60 | 170 | 180
4709 | 60 | 170 | 180
4710 | 60 | 170 | 180
4711 | 60 | 170 | 180
4712 | 60 | 170 | 180
4713 | 60 | 170 | 180
4714 | 60 | 170 | 180
4715 | 60 | 170 | 180
4716 | 60 | 170 | 180
4717 | 60 | 170 | 180
4718 | 60 | 170 | 180
4719 | 60 | 170 | 180
4720 | 60 | 170 | 180
4721 | 60 | 170 | 180
4722 | 60 | 170 | 180
4723 | 60 | 170 | 180
4724 | 60 | 170 | 180
4725 | 60 | 170 | 180
4726 | 60 | 170 | 180
4727 | 60 | 170 | 180
4728 | 60 | 170 | 180
4729 | 60 | 170 | 180
4730 | 60 | 170 | 180
4731 | 60 | 170 | 180
4732 | 60 | 170 | 180
4733 | 60 | 170 | 180
4734 | 60 | 170 | 180
4735 | 60 | 170 | 180
4736 | 60 | 170 | 180
4737 | 60 | 170 | 180
4738 | 60 | 170 | 180
4739 | 60 | 170 | 180
4740 | 60 | 170 | 180
4741 | 60 | 170 | 180
4742 | 60 | 170 | 180
4743 | 60 | 170 | 180
4744 | 60 | 170 | 180
4745 | 60 | 170 | 180
4746 | 60 | 170 | 180
4747 | 60 | 170 | 180
4748 | 60 | 170 | 180
4749 | 60 | 170 | 180
4750 | 60 | 170 | 180
4751 | 60 | 170 | 180
4752 | 60 | 170 | 180
4753 | 60 | 170 | 180
4754 | 60 | 170 | 180
4755 | 60 | 170 | 180
4756 | 60 | 170 | 180
4757 | 60 | 170 | 180
4758 | 60 | 170 | 180
4759 | 60 | 170 | 180
4760 | 60 | 170 | 180
4761 | 60 | 170 | 180
4762 | 60 | 170 | 180
4763 | 60 | 170 | 180
4764 | 60 | 170 | 180
4765 | 60 | 170 | 180
4766 | 60 | 170 | 180
4767 | 60 | 170 | 180
4768 | 60 | 170 | 180
4769 | 60 | 170 | 180
4770 | 60 | 170 | 180
4771 | 60 | 170 | 180
4772 | 60 | 170 | 180
4773 | 60 | 170 | 180
4774 | 60 | 170 | 180
4775 | 60 | 170 | 180
4776 | 60 | 170 | 180
4777 | 60 | 170 | 180
4778 | 60 | 170 | 180
4779 | 60 | 170 | 180
4780 | 60 | 170 | 180
4781 | 60 | 170 | 180
4782 | 60 | 170 | 180
4783 | 60 | 170 | 180
4784 | 60 | 170 | 180
4785 | 60 | 170 | 180
4786 | 60 | 170 | 180
4787 | 60 | 170 | 180
4788 | 60 | 170 | 180
4789 | 60 | 170 | 180
4790 | 60 | 170 | 180
4791 | 60 | 170 | 180
4792 | 60 | 170 | 180
4793 | 60 | 170 | 180
4794 | 60 | 170 | 180
4795 | 60 | 170 | 180
4796 | 60 | 170 | 180
4797 | 60 | 170 | 180
4798 | 60 | 170 | 180
4799 | 60 | 170 | 180
4800 | 60 | 170 | 180
4801 | 60 | 170 | 180
4802 | 60 | 170 | 180
4803 | 60 | 170 | 180
4804 | 60 | 170 | 180
4805 | 60 | 170 | 180
4806 | 60 | 170 | 180
4807 | 60 | 170 | 180
4808 | 60 | 170 | 180
4809 | 60 | 170 | 180
4810 | 60 | 170 | 180
4811 | 60 | 170 | 180
4812 | 60 | 170 | 180
4813 | 60 | 170 | 180
4814 | 60 | 170 | 180
4815 | 60 | 170 | 180
4816 | 60 | 170 | 180
4817 | 60 | 170 | 180
4818 | 60 | 170 | 180
4819 | 60 | 170 | 180
4820 | 60 | 170 | 180
4821 | 60 | 170 | 180
4822 | 60 | 170 | 180
4823 | 60 | 170 | 180
4824 | 60 | 170 | 180
4825 | 60 | 170 | 180
4826 | 60 | 170 | 180
4827 | 60 | 170 | 180
4828 | 60 | 170 | 180
4829 | 60 | 170 | 180
4830 | 60 | 170 | 180
4831 | 60 | 170 | 180
4832 | 60 | 170 | 180
4833 | 60 | 170 | 180
4834 | 60 | 170 | 180
4835 | 60 | 170 | 180
4836 | 60 | 170 | 180
4837 | 60 | 170 | 180
4838 | 60 | 170 | 180
4839 | 60 | 170 | 180
4840 | 60 | 170 | 180
4841 | 60 | 170 | 180
4842 | 60 | 170 | 180
4843 | 60 | 170 | 180
4844 | 60 | 170 | 180
4845 | 60 | 170 | 180
4846 | 60 | 170 | 180
4847 | 60 | 170 | 180
4848 | 60 | 170 | 180
4849 | 60 | 170 | 180
4850 | 60 | 170 | 180
4851 | 60 | 170 | 180
4852 | 60 | 170 | 180
4853 | 60 | 170 | 180
4854 | 60 | 170 | 180
4855 | 60 | 170 | 180
4856 | 60 | 170 | 180
4857 | 60 | 170 | 180
4858 | 60 | 170 | 180
4859 | 60 | 170 | 180
4860 | 60 | 170 | 180
4861 | 60 | 170 | 180
4862 | 60 | 170 | 180
4863 | 60 | 170 | 180
4864 | 60 | 170 | 180
4865 | 60 | 170 | 180
4866 | 60 | 170 | 180
4867 | 60 | 170 | 180
4868 | 60 | 170 | 180
4869 | 60 | 170 | 180
4870 | 60 | 170 | 180
4871 | 60 | 170 | 180
4872 | 60 | 170 | 180
4873 | 60 | 170 | 180
4874 | 60 | 170 | 180
4875 | 60 | 170 | 180
4876 | 60 | 170 | 180
4877 | 60 | 170 | 180
4878 | 60 | 170 | 180
4879 | 60 | 170 | 180
4880 | 60 | 170 | 180
4881 | 60 | 170 | 180
4882 | 60 | 170 | 180
4883 | 60 | 170 | 180
4884 | 60 | 170 | 180
4885 | 60 | 170 | 180
4886 | 60 | 170 | 180
4887 | 60 | 170 | 180
4888 | 60 | 170 | 180
4889 | 60 | 170 | 180
4890 | 60 | 170 | 180
4891 | 60 | 170 | 180
4892 | 60 | 170 | 180
4893 | 60 | 170 | 180
4894 | 60 | 170 | 180
4895 | 60 | 170 | 180
4896 | 60 | 170 | 180
4897 | 60 | 170 | 180
4898 | 60 | 170 | 180
4899 | 60 | 170 | 180
4900 | 60 | 170 | 180
4901 | 60 | 170 | 180
4902 | 60 | 170 | 180
4903 | 60 | 170 | 180
4904 | 60 | 170 | 180
4905 | 60 | 170 | 180
4906 | 60 | 170 | 180
4907 | 60 | 170 | 180
4908 | 60 | 170 | 180
4909 | 60 | 170 | 180
4910 | 60 | 170 | 180
4911 | 60 | 170 | 180
4912 | 60 | 170 | 180
4913 | 60 | 170 | 180
4914 | 60 | 170 | 180
4915 | 60 | 170 | 180
4916 | 60 | 170 | 180
4917 | 60 | 170 | 180
4918 | 60 | 170 | 180
4919 | 60 | 170 | 180
4920 | 60 | 170 | 180
4921 | 60 | 170 | 180
4922 | 60 | 170 | 180
4923 | 60 | 170 | 180
4924 | 60 | 170 | 180
4925 | 60 | 170 | 180
4926 | 60 | 170 | 180
4927 | 60 | 170 | 180
4928 | 60 | 170 | 180
4929 | 60 | 170 | 180
4930 | 60 | 170 | 180
4931 | 60 | 170 | 180
4932 | 60 | 170 | 180
4933 | 60 | 170 | 180
4934 | 60 | 170 | 180
4935 | 60 | 170 | 180
4936 | 60 | 170 | 180
4937 | 60 | 170 | 180
4938 | 60 | 170 | 180
4939 | 60 | 170 | 180
4940 | 60 | 170 | 180
4941 | 60 | 170 | 180
4942 | 60 | 170 | 180
4943 | 60 | 170 | 180
4944 | 60 | 170 | 180
4945 | 60 | 170 | 180
4946 | 60 | 170 | 180
4947 | 60 | 170 | 180
4948 | 60 | 170 | 180
4949 | 60 | 170 | 180
4950 | 60 | 170 | 180
4951 | 60 | 170 | 180
4952 | 60 | 170 | 180
4953 | 60 | 170 | 180
4954 | 60 | 170 | 180
4955 | 60 | 170 | 180
4956 | 60 | 170 | 180
4957 | 60 | 170 | 180
4958 | 60 | 170 | 180
4959 | 60 | 170 | 180
4960 | 60 | 170 | 180
4961 | 60 | 170 | 180
4962 | 60 | 170 | 180
4963 | 60 | 170 | 180
4964 | 60 | 170 | 180
4965 | 60 | 170 | 180
4966 | 60 | 170 | 180
4967 | 60 | 170 | 180
4968 | 60 | 170 | 180
4969 | 60 | 170 | 180
4970 | 60 | 170 | 180
4971 | 60 | 170 | 180
4972 | 60 | 170 | 180
4973 | 60 | 170 | 180
4974 | 60 | 170 | 180
4975 | 60 | 170 | 180
4976 | 60 | 170 | 180
4977 | 60 | 170 | 180
4978 | 60 | 170 | 180
4979 | 60 | 170 | 180
4980 | 60 | 170 | 180
4981 | 60 | 170 | 180
4982 | 60 | 170 | 180
4983 | 60 | 170 | 180
4984 | 60 | 170 | 180
4985 | 60 | 170 | 180
4986 | 60 | 170 | 180
4987 | 60 | 170 | 180
4988 | 60 | 170 | 180
4989 | 60 | 170 | 180
4990 | 60 | 170 | 180
4991 | 60 | 170 | 180
4992 | 60 | 170 | 180
4993 | 60 | 170 | 180
4994 | 60 | 170 | 180
4995 | 60 | 170 | 180
4996 | 60 | 170 | 180
4997 | 60 | 170 | 180
4998 | 60 | 170 | 180
4999 | 60 | 170 | 180
5000 | 60 | 170 | 180
5001 | 60 | 170 | 180
5002 | 60 | 170 | 180
5003 | 60 | 170 | 180
5004 | 60 | 170 | 180
5005 | 60 | 170 | 180
5006 | 60 | 170 | 180
5007 | 60 | 170 | 180
5008 | 60 | 170 | 180
5009 | 60 | 170 | 180
5010 | 60 | 170 | 180
5011 | 60 | 170 | 180
5012 | 60 | 170 | 180
5013 | 60 | 170 | 180
5014 | 60 | 170 | 180
5015 | 60 | 170 | 180
5016 | 60 | 170 | 180
5017 | 60 | 170 | 180
5018 | 60 | 170 | 180
5019 | 60 | 170 | 180
5020 | 60 | 170 | 180
5021 | 60 | 170 | 180
5022 | 60 | 170 | 180
5023 | 60 | 170 | 180
5024 | 60 | 170 | 180
5025 | 60 | 170 | 180
5026 | 60 | 170 | 180
5027 | 60 | 170 | 180
5028 | 60 | 170 | 180
5029 | 60 | 170 | 180
5030 | 60 | 170 | 180
5031 | 60 | 170 | 180
5032 | 60 | 170 | 180
5033 | 60 | 170 | 180
5034 | 60 | 170 | 180
5035 | 60 | 170 | 180
5036 | 60 | 170 | 180
5037 | 60 | 170 | 180
5038 | 60 | 170 | 180
5039 | 60 | 170 | 180
5040 | 60 | 170 | 180
5041 | 60 | 170 | 180
5042 | 60 | 170 | 180
5043 | 60 | 170 | 180
5044 | 60 | 170 | 180
5045 | 60 | 170 | 180
5046 | 60 | 170 | 180
5047 | 60 | 170 | 180
5048 | 60 | 170 | 180
5049 | 60 | 170 | 180
5050 | 60 | 170 | 180
5051 | 60 | 170 | 180
5052 | 60 | 170 | 180
5053 | 60 | 170 | 180
5054 | 60 | 170 | 180
5055 | 60 | 170 | 180
5056 | 60 | 170 | 180
5057 | 60 | 170 | 180
5058 | 60 | 170 | 180
5059 | 60 | 170 | 180
5060 | 60 | 170 | 180
5061 | 60 | 170 | 180
5062 | 60 | 170 | 180
5063 | 60 | 170 | 180
5064 | 60 | 170 | 180
5065 | 60 | 170 | 180
5066 | 60 | 170 | 180
5067 | 60 | 170 | 180
5068 | 60 | 170 | 180
5069 | 60 | 170 | 180
5070 | 60 | 170 | 180
5071 | 60 | 170 | 180
5072 | 60 | 170 | 180
5073 | 60 | 170 | 180
5074 | 60 | 170 | 180
5075 | 60 | 170 | 180
5076 | 60 | 170 | 180
5077 | 60 | 170 | 180
5078 | 60 | 170 | 180
5079 | 60 | 170 | 180
5080 | 60 | 170 | 180
5081 | 60 | 170 | 180
5082 | 60 | 170 | 180
5083 | 60 | 170 | 180
5084 | 60 | 170 | 180
5085 | 60 | 170 | 180
5086 | 60 | 170 | 180
5087 | 60 | 170 | 180
5088 | 60 | 170 | 180
5089 | 60 | 170 | 180
5090 | 60 | 170 | 180
5091 | 60 | 170 | 180
5092 | 60 | 170 | 180
5093 | 60 | 170 | 180
5094 | 60 | 170 | 180
5095 | 60 | 170 | 180
5096 | 60 | 170 | 180
5097 | 60 | 170 | 180
5098 | 60 | 170 | 180
5099 | 60 | 170 | 180
5100 | 60 | 170 | 180
5101 | 60 | 170 | 180
5102 | 60 | 170 | 180
5103 | 60 | 170 | 180
5104 | 60 | 170 | 180
5105 | 60 | 170 | 180
5106 | 60 | 170 | 180
5107 | 60 | 170 | 180
5108 | 60 | 170 | 180
5109 | 60 | 170 | 180
5110 | 60 | 170 | 180
5111 | 60 | 170 | 180
5112 | 60 | 170 | 180
5113 | 60 | 170 | 180
5114 | 60 | 170 | 180
5115 | 60 | 170 | 180
5116 | 60 | 170 | 180
5117 | 60 | 170 | 180
5118 | 60 | 170 | 180
5119 | 60 | 170 | 180
5120 | 60 | 170 | 180
5121 | 60 | 170 | 180
5122 | 60 | 170 | 180
5123 | 60 | 170 | 180
5124 | 60 | 170 | 180
5125 | 60 | 170 | 180
5126 | 60 | 170 | 180
5127 | 60 | 170 | 180
5128 | 60 | 170 | 180
5129 | 60 | 170 | 180
5130 | 60 | 170 | 180
5131 | 60 | 170 | 180
5132 | 60 | 170 | 180
5133 | 60 | 170 | 180
5134 | 60 | 170 | 180
5135 | 60 | 170 | 180
5136 | 60 | 170 | 180
5137 | 60 | 170 | 180
5138 | 60 | 170 | 180
5139 | 60 | 170 | 180
5140 | 60 | 170 | 180
5141 | 60 | 170 | 180
5142 | 60 | 170 | 180
5143 | 60 | 170 | 180
5144 | 60 | 170 | 180
5145 | 60 | 170 | 180
5146 | 60 | 170 | 180
5147 | 60 | 170 | 180
5148 | 60 | 170 | 180
5149 | 60 | 170 | 180
5150 | 60 | 170 | 180
5151 | 60 | 170 | 180
5152 | 60 | 170 | 180
5153 | 60 | 170 | 180
5154 | 60 | 170 | 180
5155 | 60 | 170 | 180
5156 | 60 | 170 | 180
5157 | 60 | 170 | 180
5158 | 60 | 170 | 180
5159 | 60 | 170 | 180
5160 | 60 | 170 | 180
5161 | 60 | 170 | 180
5162 | 60 | 170 | 180
5163 | 60 | 170 | 180
5164 | 60 | 170 | 180
5165 | 60 | 170 | 180
5166 | 60 | 170 | 180
5167 | 60 | 170 | 180
5168 | 60 | 170 | 180
5169 | 60 | 170 | 180
5170 | 60 | 170 | 180
5171 | 60 | 170 | 180
5172 | 60 | 170 | 180
5173 | 60 | 170 | 180
5174 | 60 | 170 | 180
5175 | 60 | 170 | 180
5176 | 60 | 170 | 180
5177 | 60 | 170 | 180
5178 | 60 | 170 | 180
5179 | 60 | 170 | 180
5180 | 60 | 170 | 180
5181 | 60 | 170 | 180
5182 | 60 | 170 | 180
5183 | 60 | 170 | 180
5184 | 60 | 170 | 180
5185 | 60 | 170 | 180
5186 | 60 | 170 | 180
5187 | 60 | 170 | 180
5188 | 60 | 170 | 180
5189 | 60 | 170 | 180
5190 | 60 | 170 | 180
5191 | 60 | 170 | 180
5192 | 60 | 170 | 180
5193 | 60 | 170 | 180
5194 | 60 | 170 | 180
5195 | 60 | 170 | 180
5196 | 60 | 170 | 180
5197 | 60 | 170 | 180
5198 | 60 | 170 | 180
5199 | 60 | 170 | 180
5200 | 60 | 170 | 180
5201 | 60 | 170 | 180
5202 | 60 | 170 | 180
5203 | 60 | 170 | 180
5204 | 60 | 170 | 180
5205 | 60 | 170 | 180
5206 | 60 | 170 | 180
5207 | 60 | 170 | 180
5208 | 60 | 170 | 180
5209 | 60 | 170 | 180
5210 | 60 | 170 | 180
5211 | 60 | 170 | 180
5212 | 60 | 170 | 180
5213 | 60 | 170 | 180
5214 | 60 | 170 | 180
5215 | 60 | 170 | 180
5216 | 60 | 170 | 180
5217 | 60 | 170 | 180
5218 | 60 | 170 | 180
5219 | 60 | 170 | 180
5220 | 60 | 170 | 180
5221 | 60 | 170 | 180
5222 | 60 | 170 | 180
5223 | 60 | 170 | 180
5224 | 60 | 170 | 180
5225 | 60 | 170 | 180
5226 | 60 | 170 | 180
5227 | 60 | 170 | 180
5228 | 60 | 170 | 180
5229 | 60 | 170 | 180
5230 | 60 | 170 | 180
5231 | 60 | 170 | 180
5232 | 60 | 170 | 180
5233 | 60 | 170 | 180
5234 | 60 | 170 | 180
5235 | 60 | 170 | 180
5236 | 60 | 170 | 180
5237 | 60 | 170 | 180
5238 | 60 | 170 | 180
5239 | 60 | 170 | 180
5240 | 60 | 170 | 180
5241 | 60 | 170 | 180
5242 | 60 | 170 | 180
5243 | 60 | 170 | 180
5244 | 60 | 170 | 180
5245 | 60 | 170 | 180
5246 | 60 | 170 | 180
5247 | 60 | 170 | 180
5248 | 60 | 170 | 180
5249 | 60 | 170 | 180
5250 | 60 | 170 | 180
5251 | 60 | 170 | 180
5252 | 60 | 170 | 180
5253 | 60 | 170 | 180
5254 | 60 | 170 | 180
5255 | 60 | 170 | 180
5256 | 60 | 170 | 180
5257 | 60 | 170 | 180
5258 | 60 | 170 | 180
5259 | 60 | 170 | 180
5260 | 60 | 170 | 180
5261 | 60 | 170 | 180
5262 | 60 | 170 | 180
5263 | 60 | 170 | 180
5264 | 60 | 170 | 180
5265 | 60 | 170 | 180
5266 | 60 | 170 | 180
5267 | 60 | 170 | 180
5268 | 60 | 170 | 180
5269 | 60 | 170 | 180
5270 | 60 | 170 | 180
5271 | 60 | 170 | 180
5272 | 60 | 170 | 180
5273 | 60 | 170 | 180
5274 | 60 | 170 | 180
5275 | 60 | 170 | 180
5276 | 60 | 170 | 180
5277 | 60 | 170 | 180
5278 | 60 | 170 | 180
5279 | 60 | 170 | 180
5280 | 60 | 170 | 180
5281 | 60 | 170 | 180
5282 | 60 | 170 | 180
5283 | 60 | 170 | 180
5284 | 60 | 170 | 180
5285 | 60 | 170 | 180
5286 | 60 | 170 | 180
5287 | 60 | 170 | 180
5288 | 60 | 170 | 180
5289 | 60 | 170 | 180
5290 | 60 | 170 | 180
5291 | 60 | 170 | 180
5292 | 60 | 170 | 180
5293 | 60 | 170 | 180
5294 | 60 | 170 | 180
5295 | 60 | 170 | 180
5296 | 60 | 170 | 180
5297 | 60 | 170 | 180
5298 | 60 | 170 | 180
5299 | 60 | 170 | 180
5300 | 60 | 170 | 180
5301 | 60 | 170 | 180
5302 | 60 | 170 | 180
5303 | 60 | 170 | 180
5304 | 60 | 170 | 180
5305 | 60 | 170 | 180
5306 | 60 | 170 | 180
5307 | 60 | 170 | 180
5308 | 60 | 170 | 180
5309 | 60 | 170 | 180
5310 | 60 | 170 | 180
5311 | 60 | 170 | 180
5312 | 60 | 170 | 180
5313 | 60 | 170 | 180
5314 | 60 | 170 | 180
5315 | 60 | 170 | 180
5316 | 60 | 170 | 180
5317 | 60 | 170 | 180
5318 | 60 | 170 | 180
5319 | 60 | 170 | 180
5320 | 60 | 170 | 180
5321 | 60 | 170 | 180
5322 | 60 | 170 | 180
5323 | 60 | 170 | 180
5324 | 60 | 170 | 180
5325 | 60 | 170 | 180
5326 | 60 | 170 | 180
5327 | 60 | 170 | 180
5328 | 60 | 170 | 180
5329 | 60 | 170 | 180
5330 | 60 | 170 | 180
5331 | 60 | 170 | 180
5332 | 60 | 170 | 180
5333 | 60 | 170 | 180
5334 | 60 | 170 | 180
5335 | 60 | 170 | 180
5336 | 60 | 170 | 180
5337 | 60 | 170 | 180
5338 | 60 | 170 | 180
5339 | 60 | 170 | 180
5340 | 60 | 170 | 180
5341 | 60 | 170 | 180
5342 | 60 | 170 | 180
5343 | 60 | 170 | 180
5344 | 60 | 170 | 180
5345 | 60 | 170 | 180
5346 | 60 | 170 | 180
5347 | 60 | 170 | 180
5348 | 60 | 170 | 180
5349 | 60 | 170 | 180
5350 | 60 | 170 | 180
5351 | 60 | 170 | 180
5352 | 60 | 170 | 180
5353 | 60 | 170 | 180
5354 | 60 | 170 | 180
5355 | 60 | 170 | 180
5356 | 60 | 170 | 180
5357 | 60 | 170 | 180
5358 | 60 | 170 | 180
5359 | 60 | 170 | 180
5360 | 60 | 170 | 180
5361 | 60 | 170 | 180
5362 | 60 | 170 | 180
5363 | 60 | 170 | 180
5364 | 60 | 170 | 180
5365 | 60 | 170 | 180
5366 | 60 | 170 | 180
5367 | 60 | 170 | 180
5368 | 60 | 170 | 180
5369 | 60 | 170 | 180
5370 | 60 | 170 | 180
5371 | 60 | 170 | 180
5372 | 60 | 170 | 180
5373 | 60 | 170 | 180
5374 | 60 | 170 | 180
5375 | 60 | 170 | 180
5376 | 60 | 170 | 180
5377 | 60 | 170 | 180
5378 | 60 | 170 | 180
5379 | 60 | 170 | 180
5380 | 60 | 170 | 180
5381 | 60 | 170 | 180
5382 | 60 | 170 | 180
5383 | 60 | 170 | 180
5384 | 60 | 170 | 180
5385 | 60 | 170 | 180
5386 | 60 | 170 | 180
5387 | 60 | 170 | 180
5388 | 60 | 170 | 180
5389 | 60 | 170 | 180
5390 | 60 | 170 | 180
5391 | 60 | 170 | 180
5392 | 60 | 170 | 180
5393 | 60 | 170 | 180
5394 | 60 | 170 | 180
5395 | 60 | 170 | 180
5396 | 60 | 170 | 180
5397 | 60 | 170 | 180
5398 | 60 | 170 | 180
5399 | 60 | 170 | 180
5400 | 60 | 170 | 180
5401 | 60 | 170 | 180
5402 | 60 | 170 | 180
5403 | 60 | 170 | 180
5404 | 60 | 170 | 180
5405 | 60 | 170 | 180
5406 | 60 | 170 | 180
5407 | 60 | 170 | 180
5408 | 60 | 170 | 180
5409 | 60 | 170 | 180
5410 | 60 | 170 | 180
5411 | 60 | 170 | 180
5412 | 60 | 170 | 180
5413 | 60 | 170 | 180
5414 | 60 | 170 | 180
5415 | 60 | 170 | 180
5416 | 60 | 170 | 180
5417 | 60 | 170 | 180
5418 | 60 | 170 | 180
5419 | 60 | 170 | 180
5420 | 60 | 170 | 180
5421 | 60 | 170 | 180
5422 | 60 | 170 | 180
5423 | 60 | 170 | 180
5424 | 60 | 170 | 180
5425 | 60 | 170 | 180
5426 | 60 | 170 | 180
5427 | 60 | 170 | 180
5428 | 60 | 170 | 180
5429 | 60 | 170 | 180
5430 | 60 | 170 | 180
5431 | 60 | 170 | 180
5432 | 60 | 170 | 180
5433 | 60 | 170 | 180
5434 | 60 | 170 | 180
5435 | 60 | 170 | 180
5436 | 60 | 170 | 180
5437 | 60 | 170 | 180
5438 | 60 | 170 | 180
5439 | 60 | 170 | 180
5440 | 60 | 170 | 180
5441 | 60 | 170 | 180
5442 | 60 | 170 | 180
5443 | 60 | 170 | 180
5444 | 60 | 170 | 180
5445 | 60 | 170 | 180
5446 | 60 | 170 | 180
5447 | 60 | 170 | 180
5448 | 60 | 170 | 180
5449 | 60 | 170 | 180
5450 | 60 | 170 | 180
5451 | 60 | 170 | 180
5452 | 60 | 170 | 180
5453 | 60 | 170 | 180
5454 | 60 | 170 | 180
5455 | 60 | 170 | 180
5456 | 60 | 170 | 180
5457 | 60 | 170 | 180
5458 | 60 | 170 | 180
5459 | 60 | 170 | 180
5460 | 60 | 170 | 180
5461 | 60 | 170 | 180
5462 | 60 | 170 | 180
5463 | 60 | 170 | 180
5464 | 60 | 170 | 180
5465 | 60 | 170 | 180
5466 | 60 | 170 | 180
5467 | 60 | 170 | 180
5468 | 60 | 170 | 180
5469 | 60 | 170 | 180
5470 | 60 | 170 | 180
5471 | 60 | 170 | 180
5472 | 60 | 170 | 180
5473 | 60 | 170 | 180
5474 | 60 | 170 | 180
5475 | 60 | 170 | 180
5476 | 60 | 170 | 180
5477 | 60 | 170 | 180
5478 | 60 | 170 | 180
5479 | 60 | 170 | 180
5480 | 60 | 170 | 180
5481 | 60 | 170 | 180
5482 | 60 | 170 | 180
5483 | 60 | 170 | 180
5484 | 60 | 170 | 180
5485 | 60 | 170 | 180
5486 | 60 | 170 | 180
5487 | 60 | 170 | 180
5488 | 60 | 170 | 180
5489 | 60 | 170 | 180
5490 | 60 | 170 | 180
5491 | 60 | 170 | 180
5492 | 60 | 170 | 180
5493 | 60 | 170 | 180
5494 | 60 | 170 | 180
5495 | 60 | 170 | 180
5496 | 60 | 170 | 180
5497 | 60 | 170 | 180
5498 | 60 | 170 | 180
5499 | 60 | 170 | 180
5500 | 60 | 170 | 180
5501 | 60 | 170 | 180
5502 | 60 | 170 | 180
5503 | 60 | 170 | 180
5504 | 60 | 170 | 180
5505 | 60 | 170 | 180
5506 | 60 | 170 | 180
5507 | 60 | 170 | 180
5508 | 60 | 170 | 180
5509 | 60 | 170 | 180
5510 | 60 | 170 | 180
5511 | 60 | 170 | 180
5512 | 60 | 170 | 180
5513 | 60 | 170 | 180
5514 | 60 | 170 | 180
5515 | 60 | 170 | 180
5516 | 60 | 170 | 180
5517 | 60 | 170 | 180
5518 | 60 | 170 | 180
5519 | 60 | 170 | 180
5520 | 60 | 170 | 180
5521 | 60 | 170 | 180
5522 | 60 | 170 | 180
5523 | 60 | 170 | 180
5524 | 60 | 170 | 180
5525 | 60 | 170 | 180
5526 | 60 | 170 | 180
5527 | 60 | 170 | 180
5528 | 60 | 170 | 180
5529 | 60 | 170 | 180
5530 | 60 | 170 | 180
5531 | 60 | 170 | 180
5532 | 60 | 170 | 180
5533 | 60 | 170 | 180
5534 | 60 | 170 | 180
5535 | 60 | 170 | 180
5536 | 60 | 170 | 180
5537 | 60 | 170 | 180
5538 | 60 | 170 | 180
5539 | 60 | 170 | 180
5540 | 60 | 170 | 180
5541 | 60 | 170 | 180
5542 | 60 | 170 | 180
5543 | 60 | 170 | 180
5544 | 60 | 170 | 180
5545 | 60 | 170 | 180
5546 | 60 | 170 | 180
5547 | 60 | 170 | 180
5548 | 60 | 170 | 180
5549 | 60 | 170 | 180
5550 | 60 | 170 | 180
5551 | 60 | 170 | 180
5552 | 60 | 170 | 180
5553 | 60 | 170 | 180
5554 | 60 | 170 | 180
5555 | 60 | 170 | 180
5556 | 60 | 170 | 180
5557 | 60 | 170 | 180
5558 | 60 | 170 | 180
5559 | 60 | 170 | 180
5560 | 60 | 170 | 180
5561 | 60 | 170 | 180
5562 | 60 | 170 | 180
5563 | 60 | 170 | 180
5564 | 60 | 170 | 180
5565 | 60 | 170 | 180
5566 | 60 | 170 | 180
5567 | 60 | 170 | 180
5568 | 60 | 170 | 180
5569 | 60 | 170 | 180
5570 | 60 | 170 | 180
5571 | 60 | 170 | 180
5572 | 60 | 170 | 180
5573 | 60 | 170 | 180
5574 | 60 | 170 | 180
5575 | 60 | 170 | 180
5576 | 60 | 170 | 180
5577 | 60 | 170 | 180
5578 | 60 | 170 | 180
5579 | 60 | 170 | 180
5580 | 60 | 170 | 180
5581 | 60 | 170 | 180
5582 | 60 | 170 | 180
5583 | 60 | 170 | 180
5584 | 60 | 170 | 180
5585 | 60 | 170 | 180
5586 | 60 | 170 | 180
5587 | 60 | 170 | 180
5588 | 60 | 170 | 180
5589 | 60 | 170 | 180
5590 | 60 | 170 | 180
5591 | 60 | 170 | 180
5592 | 60 | 170 | 180
5593 | 60 | 170 | 180
5594 | 60 | 170 | 180
5595 | 60 | 170 | 180
5596 | 60 | 170 | 180
5597 | 60 | 170 | 180
5598 | 60 | 170 | 180
5599 | 60 | 170 | 180
5600 | 60 | 170 | 180
5601 | 60 | 170 | 180
5602 | 60 | 170 | 180
5603 | 60 | 170 | 180
5604 | 60 | 170 | 180
5605 | 60 | 170 | 180
5606 | 60 | 170 | 180
5607 | 60 | 170 | 180
5608 | 60 | 170 | 180
5609 | 60 | 170 | 180
5610 | 60 | 170 | 180
5611 | 60 | 170 | 180
5612 | 60 | 170 | 180
5613 | 60 | 170 | 180
5614 | 60 | 170 | 180
5615 | 60 | 170 | 180
5616 | 60 | 170 | 180
5617 | 60 | 170 | 180
5618 | 60 | 170 | 180
5619 | 60 | 170 | 180
5620 | 60 | 170 | 180
5621 | 60 | 170 | 180
5622 | 60 | 170 | 180
5623 | 60 | 170 | 180
5624 | 60 | 170 | 180
5625 | 60 | 170 | 180
5626 | 60 | 170 | 180
5627 | 60 | 170 | 180
5628 | 60 | 170 | 180
5629 | 60 | 170 | 180
5630 | 60 | 170 | 180
5631 | 60 | 170 | 180
5632 | 60 | 170 | 180
5633 | 60 | 170 | 180
5634 | 60 | 170 | 180
5635 | 60 | 170 | 180
5636 | 60 | 170 | 180
5637 | 60 | 170 | 180
5638 | 60 | 170 | 180
5639 | 60 | 170 | 180
5640 | 60 | 170 | 180
5641 | 60 | 170 | 180
5642 | 60 | 170 | 180
5643 | 60 | 170 | 180
5644 | 60 | 170 | 180
5645 | 60 | 170 | 180
5646 | 60 | 170 | 180
5647 | 60 | 170 | 180
5648 | 60 | 170 | 180
5649 | 60 | 170 | 180
5650 | 60 | 170 | 180
5651 | 60 | 170 | 180
5652 | 60 | 170 | 180
5653 | 60 | 170 | 180
5654 | 60 | 170 | 180
5655 | 60 | 170 | 180
5656 | 60 | 170 | 180
5657 | 60 | 170 | 180
5658 | 60 | 170 | 180
5659 | 60 | 170 | 180
5660 | 60 | 170 | 180
5661 | 60 | 170 | 180
5662 | 60 | 170 | 180
5663 | 60 | 170 | 180
5664 | 60 | 170 | 180
5665 | 60 | 170 | 180
5666 | 60 | 170 | 180
5667 | 60 | 170 | 180
5668 | 60 | 170 | 180
5669 | 60 | 170 | 180
5670 | 60 | 170 | 180
5671 | 60 | 170 | 180
5672 | 60 | 170 | 180
5673 | 60 | 170 | 180
5674 | 60 | 170 | 180
5675 | 60 | 170 | 180
5676 | 60 | 170 | 180
5677 | 60 | 170 | 180
5678 | 60 | 170 | 180
5679 | 60 | 170 | 180
5680 | 60 | 170 | 180
5681 | 60 | 170 | 180
5682 | 60 | 170 | 180
5683 | 60 | 170 | 180
5684 | 60 | 170 | 180
5685 | 60 | 170 | 180
5686 | 60 | 170 | 180
5687 | 60 | 170 | 180
5688 | 60 | 170 | 180
5689 | 60 | 170 | 180
5690 | 60 | 170 | 180
5691 | 60 | 170 | 180
5692 | 60 | 170 | 180
5693 | 60 | 170 | 180
5694 | 60 | 170 | 180
5695 | 60 | 170 | 180
5696 | 60 | 170 | 180
5697 | 60 | 170 | 180
5698 | 60 | 170 | 180
5699 | 60 | 170 | 180
5700 | 60 | 170 | 180
5701 | 60 | 170 | 180
5702 | 60 | 170 | 180
5703 | 60 | 170 | 180
5704 | 60 | 170 | 180
5705 | 60 | 170 | 180
5706 | 60 | 170 | 180
5707 | 60 | 170 | 180
5708 | 60 | 170 | 180
5709 | 60 | 170 | 180
5710 | 60 | 170 | 180
5711 | 60 | 170 | 180
5712 | 60 | 170 | 180
5713 | 60 | 170 | 180
5714 | 60 | 170 | 180
5715 | 60 | 170 | 180
5716 | 60 | 170 | 180
5717 | 60 | 170 | 180
5718 | 60 | 170 | 180
5719 | 60 | 170 | 180
5720 | 60 | 170 | 180
5721 | 60 | 170 | 180
5722 | 60 | 170 | 180
5723 | 60 | 170 | 180
5724 | 60 | 170 | 180
5725 | 60 | 170 | 180
5726 | 60 | 170 | 180
5727 | 60 | 170 | 180
5728 | 60 | 170 | 180
5729 | 60 | 170 | 180
5730 | 60 | 170 | 180
5731 | 60 | 170 | 180
5732 | 60 | 170 | 180
5733 | 60 | 170 | 180
5734 | 60 | 170 | 180
5735 | 60 | 170 | 180
5736 | 60 | 170 | 180
5737 | 60 | 170 | 180
5738 | 60 | 170 | 180
5739 | 60 | 170 | 180
5740 | 60 | 170 | 180
5741 | 60 | 170 | 180
5742 | 60 | 170 | 180
5743 | 60 | 170 | 180
5744 | 60 | 170 | 180
5745 | 60 | 170 | 180
5746 | 60 | 170 | 180
5747 | 60 | 170 | 180
5748 | 60 | 170 | 180
5749 | 60 | 170 | 180
5750 | 60 | 170 | 180
5751 | 60 | 170 | 180
5752 | 60 | 170 | 180
5753 | 60 | 170 | 180
5754 | 60 | 170 | 180
5755 | 60 | 170 | 180
5756 | 60 | 170 | 180
5757 | 60 | 170 | 180
5758 | 60 | 170 | 180
5759 | 60 | 170 | 180
5760 | 60 | 170 | 180
5761 | 60 | 170 | 180
5762 | 60 | 170 | 180
5763 | 60 | 170 | 180
5764 | 60 | 170 | 180
5765 | 60 | 170 | 180
5766 | 60 | 170 | 180
5767 | 60 | 170 | 180
5768 | 60 | 170 | 180
5769 | 60 | 170 | 180
5770 | 60 | 170 | 180
5771 | 60 | 170 | 180
5772 | 60 | 170 | 180
5773 | 60 | 170 | 180
5774 | 60 | 170 | 180
5775 | 60 | 170 | 180
5776 | 60 | 170 | 180
5777 | 60 | 170 | 180
5778 | 60 | 170 | 180
5779 | 60 | 170 | 180
5780 | 60 | 170 | 180
5781 | 60 | 170 | 180
5782 | 60 | 170 | 180
5783 | 60 | 170 | 180
5784 | 60 | 170 | 180
5785 | 60 | 170 | 180
5786 | 60 | 170 | 180
5787 | 60 | 170 | 180
5788 | 60 | 170 | 180
5789 | 60 | 170 | 180
5790 | 60 | 170 | 180
5791 | 60 | 170 | 180
5792 | 60 | 170 | 180
5793 | 60 | 170 | 180
5794 | 60 | 170 | 180
5795 | 60 | 170 | 180
5796 | 60 | 170 | 180
5797 | 60 | 170 | 180
5798 | 60 | 170 | 180
5799 | 60 | 170 | 180
5800 | 60 | 170 | 180
5801 | 60 | 170 | 180
5802 | 60 | 170 | 180
5803 | 60 | 170 | 180
5804 | 60 | 170 | 180
5805 | 60 | 170 | 180
5806 | 60 | 170 | 180
5807 | 60 | 170 | 180
5808 | 60 | 170 | 180
5809 | 60 | 170 | 180
5810 | 60 | 170 | 180
5811 | 60 | 170 | 180
5812 | 60 | 170 | 180
5813 | 60 | 170 | 180
5814 | 60 | 170 | 180
5815 | 60 | 170 | 180
5816 | 60 | 170 | 180
5817 | 60 | 170 | 180
5818 | 60 | 170 | 180
5819 | 60 | 170 | 180
5820 | 60 | 170 | 180
5821 | 60 | 170 | 180
5822 | 60 | 170 | 180
5823 | 60 | 170 | 180
5824 | 60 | 170 | 180
5825 | 60 | 170 | 180
5826 | 60 | 170 | 180
5827 | 60 | 170 | 180
5828 | 60 | 170 | 180
5829 | 60 | 170 | 180
5830 | 60 | 170 | 180
5831 | 60 | 170 | 180
5832 | 60 | 170 | 180
5833 | 60 | 170 | 180
5834 | 60 | 170 | 180
5835 | 60 | 170 | 180
5836 | 60 | 170 | 180
5837 | 60 | 170 | 180
5838 | 60 | 170 | 180
5839 | 60 | 170 | 180
5840 | 60 | 170 | 180
5841 | 60 | 170 | 180
5842 | 60 | 170 | 180
5843 | 60 | 170 | 180
5844 | 60 | 170 | 180
5845 | 60 | 170 | 180
5846 | 60 | 170 | 180
5847 | 60 | 170 | 180
5848 | 60 | 170 | 180
5849 | 60 | 170 | 180
5850 | 60 | 170 | 180
5851 | 60 | 170 | 180
5852 | 60 | 170 | 180
5853 | 60 | 170 | 180
5854 | 60 | 170 | 180
5855 | 60 | 170 | 180
5856 | 60 | 170 | 180
5857 | 60 | 170 | 180
5858 | 60 | 170 | 180
5859 | 60 | 170 | 180
5860 | 60 | 170 | 180
5861 | 60 | 170 | 180
5862 | 60 | 170 | 180
5863 | 60 | 170 | 180
5864 | 60 | 170 | 180
5865 | 60 | 170 | 180
5866 | 60 | 170 | 180
5867 | 60 | 170 | 180
5868 | 60 | 170 | 180
5869 | 60 | 170 | 180
5870 | 60 | 170 | 180
5871 | 60 | 170 | 180
5872 | 60 | 170 | 180
5873 | 60 | 170 | 180
5874 | 60 | 170 | 180
5875 | 60 | 170 | 180
5876 | 60 | 170 | 180
5877 | 60 | 170 | 180
5878 | 60 | 170 | 180
5879 | 60 | 170 | 180
5880 | 60 | 170 | 180
5881 | 60 | 170 | 180
5882 | 60 | 170 | 180
5883 | 60 | 170 | 180
5884 | 60 | 170 | 180
5885 | 60 | 170 | 180
5886 | 60 | 170 | 180
5887 | 60 | 170 | 180
5888 | 60 | 170 | 180
5889 | 60 | 170 | 180
5890 | 60 | 170 | 180
5891 | 60 | 170 | 180
5892 | 60 | 170 | 180
5893 | 60 | 170 | 180
5894 | 60 | 170 | 180
5895 | 60 | 170 | 180
5896 | 60 | 170 | 180
5897 | 60 | 170 | 180
5898 | 60 | 170 | 180
5899 | 60 | 170 | 180
5900 | 60 | 170 | 180
5901 | 60 | 170 | 180
5902 | 60 | 170 | 180
5903 | 60 | 170 | 180
5904 | 60 | 170 | 180
5905 | 60 | 170 | 180
5906 | 60 | 170 | 180
5907 | 60 | 170 | 180
5908 | 60 | 170 | 180
5909 | 60 | 170 | 180
5910 | 60 | 170 | 180
5911 | 60 | 170 | 180
5912 | 60 | 170 | 180
5913 | 60 | 170 | 180
5914 | 60 | 170 | 180
5915 | 60 | 170 | 180
5916 | 60 | 170 | 180
5917 | 60 | 170 | 180
5918 | 60 | 170 | 180
5919 | 60 | 170 | 180
5920 | 60 | 170 | 180
5921 | 60 | 170 | 180
5922 | 60 | 170 | 180
5923 | 60 | 170 | 180
5924 | 60 | 170 | 180
5925 | 60 | 170 | 180
5926 | 60 | 170 | 180
5927 | 60 | 170 | 180
5928 | 60 | 170 | 180
5929 | 60 | 170 | 180
5930 | 60 | 170 | 180
5931 | 60 | 170 | 180
5932 | 60 | 170 | 180
5933 | 60 | 170 | 180
5934 | 60 | 170 | 180
5935 | 60 | 170 | 180
5936 | 60 | 170 | 180
5937 | 60 | 170 | 180
5938 | 60 | 170 | 180
5939 | 60 | 170 | 180
5940 | 60 | 170 | 180
5941 | 60 | 170 | 180
5942 | 60 | 170 | 180
5943 | 60 | 170 | 180
5944 | 60 | 170 | 180
5945 | 60 | 170 | 180
5946 | 60 | 170 | 180
5947 | 60 | 170 | 180
5948 | 60 | 170 | 180
5949 | 60 | 170 | 180
5950 | 60 | 170 | 180
5951 | 60 | 170 | 180
5952 | 60 | 170 | 180
5953 | 60 | 170 | 180
5954 | 60 | 170 | 180
5955 | 60 | 170 | 180
5956 | 60 | 170 | 180
5957 | 60 | 170 | 180
5958 | 60 | 170 | 180
5959 | 60 | 170 | 180
5960 | 60 | 170 | 180
5961 | 60 | 170 | 180
5962 | 60 | 170 | 180
5963 | 60 | 170 | 180
5964 | 60 | 170 | 180
5965 | 60 | 170 | 180
5966 | 60 | 170 | 180
5967 | 60 | 170 | 180
5968 | 60 | 170 | 180
5969 | 60 | 170 | 180
5970 | 60 | 170 | 180
5971 | 60 | 170 | 180
5972 | 60 | 170 | 180
5973 | 60 | 170 | 180
5974 | 60 | 170 | 180
5975 | 60 | 170 | 180
5976 | 60 | 170 | 180
5977 | 60 | 170 | 180
5978 | 60 | 170 | 180
5979 | 60 | 170 | 180
5980 | 60 | 170 | 180
5981 | 60 | 170 | 180
5982 | 60 | 170 | 180
5983 | 60 | 170 | 180
5984 | 60 | 170 | 180
5985 | 60 | 170 | 180
5986 | 60 | 170 | 180
5987 | 60 | 170 | 180
5988 | 60 | 170 | 180
5989 | 60 | 170 | 180
5990 | 60 | 170 | 180
5991 | 60 | 170 | 180
5992 | 60 | 170 | 180
5993 | 60 | 170 | 180
5994 | 60 | 170 | 180
5995 | 60 | 170 | 180
5996 | 60 | 170 | 180
5997 | 60 | 170 | 180
5998 | 60 | 170 | 180
5999 | 60 | 170 | 180
6000 | 60 | 170 | 180
6001 | 60 | 170 | 180
6002 | 60 | 170 | 180
6003 | 60 | 170 | 180
6004 | 60 | 170 | 180
6005 | 60 | 170 | 180
6006 | 60 | 170 | 180
6007 | 60 | 170 | 180
6008 | 60 | 170 | 180
6009 | 60 | 170 | 180
6010 | 60 | 170 | 180
6011 | 60 | 170 | 180
6012 | 60 | 170 | 180
6013 | 60 | 170 | 180
6014 | 60 | 170 | 180
6015 | 60 | 170 | 180
6016 | 60 | 170 | 180
6017 | 60 | 170 | 180
6018 | 60 | 170 | 180
6019 | 60 | 170 | 180
6020 | 60 | 170 | 180
6021 | 60 | 170 | 180
6022 | 60 | 170 | 180
6023 | 60 | 170 | 180
6024 | 60 | 170 | 180
6025 | 60 | 170 | 180
6026 | 60 | 170 | 180
6027 | 60 | 170 | 180
6028 | 60 | 170 | 180
6029 | 60 | 170 | 180
6030 | 60 | 170 | 180
6031 | 60 | 170 | 180
6032 | 60 | 170 | 180
6033 | 60 | 170 | 180
6034 | 60 | 170 | 180
6035 | 60 | 170 | 180
6036 | 60 | 170 | 180
6037 | 60 | 170 | 180
6038 | 60 | 170 | 180
6039 | 60 | 170 | 180
6040 | 60 | 170 | 180
6041 | 60 | 170 | 180
6042 | 60 | 170 | 180
6043 | 60 | 170 | 180
6044 | 60 | 170 | 180
6045 | 60 | 170 | 180
6046 | 60 | 170 | 180
6047 | 60 | 170 | 180
6048 | 60 | 170 | 180
6049 | 60 | 170 | 180
6050 | 60 | 170 | 180
6051 | 60 | 170 | 180
6052 | 60 | 170 | 180
6053 | 60 | 170 | 180
6054 | 60 | 170 | 180
6055 | 60 | 170 | 180
6056 | 60 | 170 | 180
6057 | 60 | 170 | 180
6058 | 60 | 170 | 180
6059 | 60 | 170 | 180
6060 | 60 | 170 | 180
6061 | 60 | 170 | 180
6062 | 60 | 170 | 180
6063 | 60 | 170 | 180
6064 | 60 | 170 | 180
6065 | 60 | 170 | 180
6066 | 60 | 170 | 180
6067 | 60 | 170 | 180
6068 | 60 | 170 | 180
6069 | 60 | 170 | 180
6070 | 60 | 170 | 180
6071 | 60 | 170 | 180
6072 | 60 | 170 | 180
6073 | 60 | 170 | 180
6074 | 60 | 170 | 180
6075 | 60 | 170 | 180
6076 | 60 | 170 | 180
6077 | 60 | 170 | 180
6078 | 60 | 170 | 180
6079 | 60 | 170 | 180
6080 | 60 | 170 | 180
6081 | 60 | 170 | 180
6082 | 60 | 170 | 180
6083 | 60 | 170 | 180
6084 | 60 | 170 | 180
6085 | 60 | 170 | 180
6086 | 60 | 170 | 180
6087 | 60 | 170 | 180
6088 | 60 | 170 | 180
6089 | 60 | 170 | 180
6090 | 60 | 170 | 180
6091 | 60 | 170 | 180
6092 | 60 | 170 | 180
6093 | 60 | 170 | 180
6094 | 60 | 170 | 180
6095 | 60 | 170 | 180
6096 | 60 | 170 | 180
6097 | 60 | 170 | 180
6098 | 60 | 170 | 180
6099 | 60 | 170 | 180
6100 | 60 | 170 | 180
6101 | 60 | 170 | 180
6102 | 60 | 170 | 180
6103 | 60 | 170 | 180
6104 | 60 | 170 | 180
6105 | 60 | 170 | 180
6106 | 60 | 170 | 180
6107 | 60 | 170 | 180
6108 | 60 | 170 | 180
6109 | 60 | 170 | 180
6110 | 60 | 170 | 180
6111 | 60 | 170 | 180
6112 | 60 | 170 | 180
6113 | 60 | 170 | 180
6114 | 60 | 170 | 180
6115 | 60 | 170 | 180
6116 | 60 | 170 | 180
6117 | 60 | 170 | 180
6118 | 60 | 170 | 180
6119 | 60 | 170 | 180
6120 | 60 | 170 | 180
6121 | 60 | 170 | 180
6122 | 60 | 170 | 180
6123 | 60 | 170 | 180
6124 | 60 | 170 | 180
6125 | 60 | 170 | 180
6126 | 60 | 170 | 180
6127 | 60 | 170 | 180
6128 | 60 | 170 | 180
6129 | 60 | 170 | 180
6130 | 60 | 170 | 180
6131 | 60 | 170 | 180
6132 | 60 | 170 | 180
6133 | 60 | 170 | 180
6134 | 60 | 170 | 180
6135 | 60 | 170 | 180
6136 | 60 | 170 | 180
6137 | 60 | 170 | 180
6138 | 60 | 170 | 180
6139 | 60 | 170 | 180
6140 | 60 | 170 | 180
6141 | 60 | 170 | 180
6142 | 60 | 170 | 180
6143 | 60 | 170 | 180
6144 | 60 | 170 | 180
6145 | 60 | 170 | 180
6146 | 60 | 170 | 180
6147 | 60 | 170 | 180
6148 | 60 | 170 | 180
6149 | 60 | 170 | 180
6150 | 60 | 170 | 180
6151 | 60 | 170 | 180
6152 | 60 | 170 | 180
6153 | 60 | 170 | 180
6154 | 60 | 170 | 180
6155 | 60 | 170 | 180
6156 | 60 | 170 | 180
6157 | 60 | 170 | 180
6158 | 60 | 170 | 180
6159 | 60 | 170 | 180
6160 | 60 | 170 | 180
6161 | 60 | 170 | 180
6162 | 60 | 170 | 180
6163 | 60 | 170 | 180
6164 | 60 | 170 | 180
6165 | 60 | 170 | 180
6166 | 60 | 170 | 180
6167 | 60 | 170 | 180
6168 | 60 | 170 | 180
6169 | 60 | 170 | 180
6170 | 60 | 170 | 180
6171 | 60 | 170 | 180
6172 | 60 | 170 | 180
6173 | 60 | 170 | 180
6174 | 60 | 170 | 180
6175 | 60 | 170 | 180
6176 | 60 | 170 | 180
6177 | 60 | 170 | 180
6178 | 60 | 170 | 180
6179 | 60 | 170 | 180
6180 | 60 | 170 | 180
6181 | 60 | 170 | 180
6182 | 60 | 170 | 180
6183 | 60 | 170 | 180
6184 | 60 | 170 | 180
6185 | 60 | 170 | 180
6186 | 60 | 170 | 180
6187 | 60 | 170 | 180
6188 | 60 | 170 | 180
6189 | 60 | 170 | 180
6190 | 60 | 170 | 180
6191 | 60 | 170 | 180
6192 | 60 | 170 | 180
6193 | 60 | 170 | 180
6194 | 60 | 170 | 180
6195 | 60 | 170 | 180
6196 | 60 | 170 | 180
6197 | 60 | 170 | 180
6198 | 60 | 170 | 180
6199 | 60 | 170 | 180
6200 | 60 | 170 | 180
6201 | 60 | 170 | 180
6202 | 60 | 170 | 180
6203 | 60 | 170 | 180
6204 | 60 | 170 | 180
6205 | 60 | 170 | 180
6206 | 60 | 170 | 180
6207 | 60 | 170 | 180
6208 | 60 | 170 | 180
6209 | 60 | 170 | 180
6210 | 60 | 170 | 180
6211 | 60 | 170 | 180
6212 | 60 | 170 | 180
6213 | 60 | 170 | 180
6214 | 60 | 170 | 180
6215 | 60 | 170 | 180
6216 | 60 | 170 | 180
6217 | 60 | 170 | 180
6218 | 60 | 170 | 180
6219 | 60 | 170 | 180
6220 | 60 | 170 | 180
6221 | 60 | 170 | 180
6222 | 60 | 170 | 180
6223 | 60 | 170 | 180
6224 | 60 | 170 | 180
6225 | 60 | 170 | 180
6226 | 60 | 170 | 180
6227 | 60 | 170 | 180
6228 | 60 | 170 | 180
6229 | 60 | 170 | 180
6230 | 60 | 170 | 180
6231 | 60 | 170 | 180
6232 | 60 | 170 | 180
6233 | 60 | 170 | 180
6234 | 60 | 170 | 180
6235 | 60 | 170 | 180
6236 | 60 | 170 | 180
6237 | 60 | 170 | 180
6238 | 60 | 170 | 180
6239 | 60 | 170 | 180
6240 | 60 | 170 | 180
6241 | 60 | 170 | 180
6242 | 60 | 170 | 180
6243 | 60 | 170 | 180
6244 | 60 | 170 | 180
6245 | 60 | 170 | 180
6246 | 60 | 170 | 180
6247 | 60 | 170 | 180
6248 | 60 | 170 | 180
6249 | 60 | 170 | 180
6250 | 60 | 170 | 180
6251 | 60 | 170 | 180
6252 | 60 | 170 | 180
6253 | 60 | 170 | 180
6254 | 60 | 170 | 180
6255 | 60 | 170 | 180
6256 | 60 | 170 | 180
6257 | 60 | 170 | 180
6258 | 60 | 170 | 180
6259 | 60 | 170 | 180
6260 | 60 | 170 | 180
6261 | 60 | 170 | 180
6262 | 60 | 170 | 180
6263 | 60 | 170 | 180
6264 | 60 | 170 | 180
6265 | 60 | 170 | 180
6266 | 60 | 170 | 180
6267 | 60 | 170 | 180
6268 | 60 | 170 | 180
6269 | 60 | 170 | 180
6270 | 60 | 170 | 180
6271 | 60 | 170 | 180
6272 | 60 | 170 | 180
6273 | 60 | 170 | 180
6274 | 60 | 170 | 180
6275 | 60 | 170 | 180
6276 | 60 | 170 | 180
6277 | 60 | 170 | 180
6278 | 60 | 170 | 180
6279 | 60 | 170 | 180
6280 | 60 | 170 | 180
6281 | 60 | 170 | 180
6282 | 60 | 170 | 180
6283 | 60 | 170 | 180
6284 | 60 | 170 | 180
6285 | 60 | 170 | 180
6286 | 60 | 170 | 180
6287 | 60 | 170 | 180
6288 | 60 | 170 | 180
6289 | 60 | 170 | 180
6290 | 60 | 170 | 180
6291 | 60 | 170 | 180
6292 | 60 | 170 | 180
6293 | 60 | 170 | 180
6294 | 60 | 170 | 180
6295 | 60 | 170 | 180
6296 | 60 | 170 | 180
6297 | 60 | 170 | 180
6298 | 60 | 170 | 180
6299 | 60 | 170 | 180
6300 | 60 | 170 | 180
6301 | 60 | 170 | 180
6302 | 60 | 170 | 180
6303 | 60 | 170 | 180
6304 | 60 | 170 | 180
6305 | 60 | 170 | 180
6306 | 60 | 170 | 180
6307 | 60 | 170 | 180
6308 | 60 | 170 | 180
6309 | 60 | 170 | 180
6310 | 60 | 170 | 180
6311 | 60 | 170 | 180
6312 | 60 | 170 | 180
6313 | 60 | 170 | 180
6314 | 60 | 170 | 180
6315 | 60 | 170 | 180
6316 | 60 | 170 | 180
6317 | 60 | 170 | 180
6318 | 60 | 170 | 180
6319 | 60 | 170 | 180
6320 | 60 | 170 | 180
6321 | 60 | 170 | 180
6322 | 60 | 170 | 180
6323 | 60 | 170 | 180
6324 | 60 | 170 | 180
6325 | 60 | 170 | 180
6326 | 60 | 170 | 180
6327 | 60 | 170 | 180
6328 | 60 | 170 | 180
6329 | 60 | 170 | 180
6330 | 60 | 170 | 180
6331 | 60 | 170 | 180
6332 | 60 | 170 | 180
6333 | 60 | 170 | 180
6334 | 60 | 170 | 180
6335 | 60 | 170 | 180
6336 | 60 | 170 | 180
6337 | 60 | 170 | 180
6338 | 60 | 170 | 180
6339 | 60 | 170 | 180
6340 | 60 | 170 | 180
6341 | 60 | 170 | 180
6342 | 60 | 170 | 180
6343 | 60 | 170 | 180
6344 | 60 | 170 | 180
6345 | 60 | 170 | 180
6346 | 60 | 170 | 180
6347 | 60 | 170 | 180
6348 | 60 | 170 | 180
6349 | 60 | 170 | 180
6350 | 60 | 170 | 180
6351 | 60 | 170 | 180
6352 | 60 | 170 | 180
6353 | 60 | 170 | 180
6354 | 60 | 170 | 180
6355 | 60 | 170 | 180
6356 | 60 | 170 | 180
6357 | 60 | 170 | 180
6358 | 60 | 170 | 180
6359 | 60 | 170 | 180
6360 | 60 | 170 | 180
6361 | 60 | 170 | 180
6362 | 60 | 170 | 180
6363 | 60 | 170 | 180
6364 | 60 | 170 | 180
6365 | 60 | 170 | 180
6366 | 60 | 170 | 180
6367 | 60 | 170 | 180
6368 | 60 | 170 | 180
6369 | 60 | 170 | 180
6370 | 60 | 170 | 180
6371 | 60 | 170 | 180
6372 | 60 | 170 | 180
6373 | 60 | 170 | 180
6374 | 60 | 170 | 180
6375 | 60 | 170 | 180
6376 | 60 | 170 | 180
6377 | 60 | 170 | 180
6378 | 60 | 170 | 180
6379 | 60 | 170 | 180
6380 | 60 | 170 | 180
6381 | 60 | 170 | 180
6382 | 60 | 170 | 180
6383 | 60 | 170 | 180
6384 | 60 | 170 | 180
6385 | 60 | 170 | 180
6386 | 60 | 170 | 180
6387 | 60 | 170 | 180
6388 | 60 | 170 | 180
6389 | 60 | 170 | 180
6390 | 60 | 170 | 180
6391 | 60 | 170 | 180
6392 | 60 | 170 | 180
6393 | 60 | 170 | 180
6394 | 60 | 170 | 180
6395 | 60 | 170 | 180
6396 | 60 | 170 | 180
6397 | 60 | 170 | 180
6398 | 60 | 170 | 180
6399 | 60 | 170 | 180
6400 | 60 | 170 | 180
6401 | 60 | 170 | 180
6402 | 60 | 170 | 180
6403 | 60 | 170 | 180
6404 | 60 | 170 | 180
6405 | 60 | 170 | 180
6406 | 60 | 170 | 180
6407 | 60 | 170 | 180
6408 | 60 | 170 | 180
6409 | 60 | 170 | 180
6410 | 60 | 170 | 180
6411 | 60 | 170 | 180
6412 | 60 | 170 | 180
6413 | 60 | 170 | 180
6414 | 60 | 170 | 180
6415 | 60 | 170 | 180
6416 | 60 | 170 | 180
6417 | 60 | 170 | 180
6418 | 60 | 170 | 180
6419 | 60 | 170 | 180
6420 | 60 | 170 | 180
6421 | 60 | 170 | 180
6422 | 60 | 170 | 180
6423 | 60 | 170 | 180
6424 | 60 | 170 | 180
6425 | 60 | 170 | 180
6426 | 60 | 170 | 180
6427 | 60 | 170 | 180
6428 | 60 | 170 | 180
6429 | 60 | 170 | 180
6430 | 60 | 170 | 180
6431 | 60 | 170 | 180
6432 | 60 | 170 | 180
6433 | 60 | 170 | 180
6434 | 60 | 170 | 180
6435 | 60 | 170 | 180
6436 | 60 | 170 | 180
6437 | 60 | 170 | 180
6438 | 60 | 170 | 180
6439 | 60 | 170 | 180
6440 | 60 | 170 | 180
6441 | 60 | 170 | 180
6442 | 60 | 170 | 180
6443 | 60 | 170 | 180
6444 | 60 | 170 | 180
6445 | 60 | 170 | 180
6446 | 60 | 170 | 180
6447 | 60 | 170 | 180
6448 | 60 | 170 | 180
6449 | 60 | 170 | 180
6450 | 60 | 170 | 180
6451 | 60 | 170 | 180
6452 | 60 | 170 | 180
6453 | 60 | 170 | 180
6454 | 60 | 170 | 180
6455 | 60 | 170 | 180
6456 | 60 | 170 | 180
6457 | 60 | 170 | 180
6458 | 60 | 170 | 180
6459 | 60 | 170 | 180
6460 | 60 | 170 | 180
6461 | 60 | 170 | 180
6462 | 60 | 170 | 180
6463 | 60 | 170 | 180
6464 | 60 | 170 | 180
6465 | 60 | 170 | 180
6466 | 60 | 170 | 180
6467 | 60 | 170 | 180
6468 | 60 | 170 | 180
6469 | 60 | 170 | 180
6470 | 60 | 170 | 180
6471 | 60 | 170 | 180
6472 | 60 | 170 | 180
6473 | 60 | 170 | 180
6474 | 60 | 170 | 180
6475 | 60 | 170 | 180
6476 | 60 | 170 | 180
6477 | 60 | 170 | 180
6478 | 60 | 170 | 180
6479 | 60 | 170 | 180
6480 | 60 | 170 | 180
6481 | 60 | 170 | 180
6482 | 60 | 170 | 180
6483 | 60 | 170 | 180
6484 | 60 | 170 | 180
6485 | 60 | 170 | 180
6486 | 60 | 170 | 180
6487 | 60 | 170 | 180
6488 | 60 | 170 | 180
6489 | 60 | 170 | 180
6490 | 60 | 170 | 180
6491 | 60 | 170 | 180
6492 | 60 | 170 | 180
6493 | 60 | 170 | 180
6494 | 60 | 170 | 180
6495 | 60 | 170 | 180
6496 | 60 | 170 | 180
6497 | 60 | 170 | 180
6498 | 60 | 170 | 180
6499 | 60 | 170 | 180
6500 | 60 | 170 | 180
6501 | 60 | 170 | 180
6502 | 60 | 170 | 180
6503 | 60 | 170 | 180
6504 | 60 | 170 | 180
6505 | 60 | 170 | 180
6506 | 60 | 170 | 180
6507 | 60 | 170 | 180
6508 | 60 | 170 | 180
6509 | 60 | 170 | 180
6510 | 60 | 170 | 180
6511 | 60 | 170 | 180
6512 | 60 | 170 | 180
6513 | 60 | 170 | 180
6514 | 60 | 170 | 180
6515 | 60 | 170 | 180
6516 | 60 | 170 | 180
6517 | 60 | 170 | 180
6518 | 60 | 170 | 180
6519 | 60 | 170 | 180
6520 | 60 | 170 | 180
6521 | 60 | 170 | 180
6522 | 60 | 170 | 180
6523 | 60 | 170 | 180
6524 | 60 | 170 | 180
6525 | 60 | 170 | 180
6526 | 60 | 170 | 180
6527 | 60 | 170 | 180
6528 | 60 | 170 | 180
6529 | 60 | 170 | 180
6530 | 60 | 170 | 180
6531 | 60 | 170 | 180
6532 | 60 | 170 | 180
6533 | 60 | 170 | 180
6534 | 60 | 170 | 180
6535 | 60 | 170 | 180
6536 | 60 | 170 | 180
6537 | 60 | 170 | 180
6538 | 60 | 170 | 180
6539 | 60 | 170 | 180
6540 | 60 | 170 | 180
6541 | 60 | 170 | 180
6542 | 60 | 170 | 180
6543 | 60 | 170 | 180
6544 | 60 | 170 | 180
6545 | 60 | 170 | 180
6546 | 60 | 170 | 180
6547 | 60 | 170 | 180
6548 | 60 | 170 | 180
6549 | 60 | 170 | 180
6550 | 60 | 170 | 180
6551 | 60 | 170 | 180
6552 | 60 | 170 | 180
6553 | 60 | 170 | 180
6554 | 60 | 170 | 180
6555 | 60 | 170 | 180
6556 | 60 | 170 | 180
6557 | 60 | 170 | 180
6558 | 60 | 170 | 180
6559 | 60 | 170 | 180
6560 | 60 | 170 | 180
6561 | 60 | 170 | 180
6562 | 60 | 170 | 180
6563 | 60 | 170 | 180
6564 | 60 | 170 | 180
6565 | 60 | 170 | 180
6566 | 60 | 170 | 180
6567 | 60 | 170 | 180
6568 | 60 | 170 | 180
6569 | 60 | 170 | 180
6570 | 60 | 170 | 180
6571 | 60 | 170 | 180
6572 | 60 | 170 | 180
6573 | 60 | 170 | 180
6574 | 60 | 170 | 180
6575 | 60 | 170 | 180
6576 | 60 | 170 | 180
6577 | 60 | 170 | 180
6578 | 60 | 170 | 180
6579 | 60 | 170 | 180
6580 | 60 | 170 | 180
6581 | 60 | 170 | 180
6582 | 60 | 170 | 180
6583 | 60 | 170 | 180
6584 | 60 | 170 | 180
6585 | 60 | 170 | 180
6586 | 60 | 170 | 180
6587 | 60 | 170 | 180
6588 | 60 | 170 | 180
6589 | 60 | 170 | 180
6590 | 60 | 170 | 180
6591 | 60 | 170 | 180
6592 | 60 | 170 | 180
6593 | 60 | 170 | 180
6594 | 60 | 170 | 180
6595 | 60 | 170 | 180
6596 | 60 | 170 | 180
6597 | 60 | 170 | 180
6598 | 60 | 170 | 180
6599 | 60 | 170 | 180
6600 | 60 | 170 | 180
6601 | 60 | 170 | 180
6602 | 60 | 170 | 180
6603 | 60 | 170 | 180
6604 | 60 | 170 | 180
6605 | 60 | 170 | 180
6606 | 60 | 170 | 180
6607 | 60 | 170 | 180
6608 | 60 | 170 | 180
6609 | 60 | 170 | 180
6610 | 60 | 170 | 180
6611 | 60 | 170 | 180
6612 | 60 | 170 | 180
6613 | 60 | 170 | 180
6614 | 60 | 170 | 180
6615 | 60 | 170 | 180
6616 | 60 | 170 | 180
6617 | 60 | 170 | 180
6618 | 60 | 170 | 180
6619 | 60 | 170 | 180
6620 | 60 | 170 | 180
6621 | 60 | 170 | 180
6622 | 60 | 170 | 180
6623 | 60 | 170 | 180
6624 | 60 | 170 | 180
6625 | 60 | 170 | 180
6626 | 60 | 170 | 180
6627 | 60 | 170 | 180
6628 | 60 | 170 | 180
6629 | 60 | 170 | 180
6630 | 60 | 170 | 180
6631 | 60 | 170 | 180
6632 | 60 | 170 | 180
6633 | 60 | 170 | 180
6634 | 60 | 170 | 180
6635 | 60 | 170 | 180
6636 | 60 | 170 | 180
6637 | 60 | 170 | 180
6638 | 60 | 170 | 180
6639 | 60 | 170 | 180
6640 | 60 | 170 | 180
6641 | 60 | 170 | 180
6642 | 60 | 170 | 180
6643 | 60 | 170 | 180
6644 | 60 | 170 | 180
6645 | 60 | 170 | 180
6646 | 60 | 170 | 180
6647 | 60 | 170 | 180
6648 | 60 | 170 | 180
6649 | 60 | 170 | 180
6650 | 60 | 170 | 180
6651 | 60 | 170 | 180
6652 | 60 | 170 | 180
6653 | 60 | 170 | 180
6654 | 60 | 170 | 180
6655 | 60 | 170 | 180
6656 | 60 | 170 | 180
6657 | 60 | 170 | 180
6658 | 60 | 170 | 180
6659 | 60 | 170 | 180
6660 | 60 | 170 | 180
6661 | 60 | 170 | 180
6662 | 60 | 170 | 180
6663 | 60 | 170 | 180
6664 | 60 | 170 | 180
6665 | 60 | 170 | 180
6666 | 60 | 170 | 180
6667 | 60 | 170 | 180
6668 | 60 | 170 | 180
6669 | 60 | 170 | 180
6670 | 60 | 170 | 180
6671 | 60 | 170 | 180
6672 | 60 | 170 | 180
6673 | 60 | 170 | 180
6674 | 60 | 170 | 180
6675 | 60 | 170 | 180
6676 | 60 | 170 | 180
6677 | 60 | 170 | 180
6678 | 60 | 170 | 180
6679 | 60 | 170 | 180
6680 | 60 | 170 | 180
6681 | 60 | 170 | 180
6682 | 60 | 170 | 180
6683 | 60 | 170 | 180
6684 | 60 | 170 | 180
6685 | 60 | 170 | 180
6686 | 60 | 170 | 180
6687 | 60 | 170 | 180
6688 | 60 | 170 | 180
6689 | 60 | 170 | 180
6690 | 60 | 170 | 180
6691 | 60 | 170 | 180
6692 | 60 | 170 | 180
6693 | 60 | 170 | 180
6694 | 60 | 170 | 180
6695 | 60 | 170 | 180
6696 | 60 | 170 | 180
6697 | 60 | 170 | 180
6698 | 60 | 170 | 180
6699 | 60 | 170 | 180
6700 | 60 | 170 | 180
6701 | 60 | 170 | 180
6702 | 60 | 170 | 180
6703 | 60 | 170 | 180
6704 | 60 | 170 | 180
6705 | 60 | 170 | 180
6706 | 60 | 170 | 180
6707 | 60 | 170 | 180
6708 | 60 | 170 | 180
6709 | 60 | 170 | 180
6710 | 60 | 170 | 180
6711 | 60 | 170 | 180
6712 | 60 | 170 | 180
6713 | 60 | 170 | 180
6714 | 60 | 170 | 180
6715 | 60 | 170 | 180
6716 | 60 | 170 | 180
6717 | 60 | 170 | 180
6718 | 60 | 170 | 180
6719 | 60 | 170 | 180
6720 | 60 | 170 | 180
6721 | 60 | 170 | 180
6722 | 60 | 170 | 180
6723 | 60 | 170 | 180
6724 | 60 | 170 | 180
6725 | 60 | 170 | 180
6726 | 60 | 170 | 180
6727 | 60 | 170 | 180
6728 | 60 | 170 | 180
6729 | 60 | 170 | 180
6730 | 60 | 170 | 180
6731 | 60 | 170 | 180
6732 | 60 | 170 | 180
6733 | 60 | 170 | 180
6734 | 60 | 170 | 180
6735 | 60 | 170 | 180
6736 | 60 | 170 | 180
6737 | 60 | 170 | 180
6738 | 60 | 170 | 180
6739 | 60 | 170 | 180
6740 | 60 | 170 | 180
6741 | 60 | 170 | 180
6742 | 60 | 170 | 180
6743 | 60 | 170 | 180
6744 | 60 | 170 | 180
6745 | 60 | 170 | 180
6746 | 60 | 170 | 180
6747 | 60 | 170 | 180
6748 | 60 | 170 | 180
6749 | 60 | 170 | 180
6750 | 60 | 170 | 180
6751 | 60 | 170 | 180
6752 | 60 | 170 | 180
6753 | 60 | 170 | 180
6754 | 60 | 170 | 180
6755 | 60 | 170 | 180
6756 | 60 | 170 | 180
6757 | 60 | 170 | 180
6758 | 60 | 170 | 180
6759 | 60 | 170 | 180
6760 | 60 | 170 | 180
6761 | 60 | 170 | 180
6762 | 60 | 170 | 180
6763 | 60 | 170 | 180
6764 | 60 | 170 | 180
6765 | 60 | 170 | 180
6766 | 60 | 170 | 180
6767 | 60 | 170 | 180
6768 | 60 | 170 | 180
6769 | 60 | 170 | 180
6770 | 60 | 170 | 180
6771 | 60 | 170 | 180
6772 | 60 | 170 | 180
6773 | 60 | 170 | 180
6774 | 60 | 170 | 180
6775 | 60 | 170 | 180
6776 | 60 | 170 | 180
6777 | 60 | 170 | 180
6778 | 60 | 170 | 180
6779 | 60 | 170 | 180
6780 | 60 | 170 | 180
6781 | 60 | 170 | 180
6782 | 60 | 170 | 180
6783 | 60 | 170 | 180
6784 | 60 | 170 | 180
6785 | 60 | 170 | 180
6786 | 60 | 170 | 180
6787 | 60 | 170 | 180
6788 | 60 | 170 | 180
6789 | 60 | 170 | 180
6790 | 60 | 170 | 180
6791 | 60 | 170 | 180
6792 | 60 | 170 | 180
6793 | 60 | 170 | 180
6794 | 60 | 170 | 180
6795 | 60 | 170 | 180
6796 | 60 | 170 | 180
6797 | 60 | 170 | 180
6798 | 60 | 170 | 180
6799 | 60 | 170 | 180
6800 | 60 | 170 | 180
6801 | 60 | 170 | 180
6802 | 60 | 170 | 180
6803 | 60 | 170 | 180
6804 | 60 | 170 | 180
6805 | 60 | 170 | 180
6806 | 60 | 170 | 180
6807 | 60 | 170 | 180
6808 | 60 | 170 | 180
6809 | 60 | 170 | 180
6810 | 60 | 170 | 180
6811 | 60 | 170 | 180
6812 | 60 | 170 | 180
6813 | 60 | 170 | 180
6814 | 60 | 170 | 180
6815 | 60 | 170 | 180
6816 | 60 | 170 | 180
6817 | 60 | 170 | 180
6818 | 60 | 170 | 180
6819 | 60 | 170 | 180
6820 | 60 | 170 | 180
6821 | 60 | 170 | 180
6822 | 60 | 170 | 180
6823 | 60 | 170 | 180
6824 | 60 | 170 | 180
6825 | 60 | 170 | 180
6826 | 60 | 170 | 180
6827 | 60 | 170 | 180
6828 | 60 | 170 | 180
6829 | 60 | 170 | 180
6830 | 60 | 170 | 180
6831 | 60 | 170 | 180
6832 | 60 | 170 | 180
6833 | 60 | 170 | 180
6834 | 60 | 170 | 180
6835 | 60 | 170 | 180
6836 | 60 | 170 | 180
6837 | 60 | 170 | 180
6838 | 60 | 170 | 180
6839 | 60 | 170 | 180
6840 | 60 | 170 | 180
6841 | 60 | 170 | 180
6842 | 60 | 170 | 180
6843 | 60 | 170 | 180
6844 | 60 | 170 | 180
6845 | 60 | 170 | 180
6846 | 60 | 170 | 180
6847 | 60 | 170 | 180
6848 | 60 | 170 | 180
6849 | 60 | 170 | 180
6850 | 60 | 170 | 180
6851 | 60 | 170 | 180
6852 | 60 | 170 | 180
6853 | 60 | 170 | 180
6854 | 60 | 170 | 180
6855 | 60 | 170 | 180
6856 | 60 | 170 | 180
6857 | 60 | 170 | 180
6858 | 60 | 170 | 180
6859 | 60 | 170 | 180
6860 | 60 | 170 | 180
6861 | 60 | 170 | 180
6862 | 60 | 170 | 180
6863 | 60 | 170 | 180
6864 | 60 | 170 | 180
6865 | 60 | 170 | 180
6866 | 60 | 170 | 180
6867 | 60 | 170 | 180
6868 | 60 | 170 | 180
6869 | 60 | 170 | 180
6870 | 60 | 170 | 180
6871 | 60 | 170 | 180
6872 | 60 | 170 | 180
6873 | 60 | 170 | 180
6874 | 60 | 170 | 180
6875 | 60 | 170 | 180
6876 | 60 | 170 | 180
6877 | 60 | 170 | 180
6878 | 60 | 170 | 180
6879 | 60 | 170 | 180
6880 | 60 | 170 | 180
6881 | 60 | 170 | 180
6882 | 60 | 170 | 180
6883 | 60 | 170 | 180
6884 | 60 | 170 | 180
6885 | 60 | 170 | 180
6886 | 60 | 170 | 180
6887 | 60 | 170 | 180
6888 | 60 | 170 | 180
6889 | 60 | 170 | 180
6890 | 60 | 170 | 180
6891 | 60 | 170 | 180
6892 | 60 | 170 | 180
6893 | 60 | 170 | 180
6894 | 60 | 170 | 180
6895 | 60 | 170 | 180
6896 | 60 | 170 | 180
6897 | 60 | 170 | 180
6898 | 60 | 170 | 180
6899 | 60 | 170 | 180
6900 | 60 | 170 | 180
6901 | 60 | 170 | 180
6902 | 60 | 170 | 180
6903 | 60 | 170 | 180
6904 | 60 | 170 | 180
6905 | 60 | 170 | 180
6906 | 60 | 170 | 180
6907 | 60 | 170 | 180
6908 | 60 | 170 | 180
6909 | 60 | 170 | 180
6910 | 60 | 170 | 180
6911 | 60 | 170 | 180
6912 | 60 | 170 | 180
6913 | 60 | 170 | 180
6914 | 60 | 170 | 180
6915 | 60 | 170 | 180
6916 | 60 | 170 | 180
6917 | 60 | 170 | 180
6918 | 60 | 170 | 180
6919 | 60 | 170 | 180
6920 | 60 | 170 | 180
6921 | 60 | 170 | 180
6922 | 60 | 170 | 180
6923 | 60 | 170 | 180
6924 | 60 | 170 | 180
6925 | 60 | 170 | 180
6926 | 60 | 170 | 180
6927 | 60 | 170 | 180
6928 | 60 | 170 | 180
6929 | 60 | 170 | 180
6930 | 60 | 170 | 180
6931 | 60 | 170 | 180
6932 | 60 | 170 | 180
6933 | 60 | 170 | 180
6934 | 60 | 170 | 180
6935 | 60 | 170 | 180
6936 | 60 | 170 | 180
6937 | 60 | 170 | 180
6938 | 60 | 170 | 180
6939 | 60 | 170 | 180
6940 | 60 | 170 | 180
6941 | 60 | 170 | 180
6942 | 60 | 170 | 180
6943 | 60 | 170 | 180
6944 | 60 | 170 | 180
6945 | 60 | 170 | 180
6946 | 60 | 170 | 180
6947 | 60 | 170 | 180
6948 | 60 | 170 | 180
6949 | 60 | 170 | 180
6950 | 60 | 170 | 180
6951 | 60 | 170 | 180
6952 | 60 | 170 | 180
6953 | 60 | 170 | 180
6954 | 60 | 170 | 180
6955 | 60 | 170 | 180
6956 | 60 | 170 | 180
6957 | 60 | 170 | 180
6958 | 60 | 170 | 180
6959 | 60 | 170 | 180
6960 | 60 | 170 | 180
6961 | 60 | 170 | 180
6962 | 60 | 170 | 180
6963 | 60 | 170 | 180
6964 | 60 | 170 | 180
6965 | 60 | 170 | 180
6966 | 60 | 170 | 180
6967 | 60 | 170 | 180
6968 | 60 | 170 | 180
6969 | 60 | 170 | 180
6970 | 60 | 170 | 180
6971 | 60 | 170 | 180
6972 | 60 | 170 | 180
6973 | 60 | 170 | 180
6974 | 60 | 170 | 180
6975 | 60 | 170 | 180
6976 | 60 | 170 | 180
6977 | 60 | 170 | 180
6978 | 60 | 170 | 180
6979 | 60 | 170 | 180
6980 | 60 | 170 | 180
6981 | 60 | 170 | 180
6982 | 60 | 170 | 180
6983 | 60 | 170 | 180
6984 | 60 | 170 | 180
6985 | 60 | 170 | 180
6986 | 60 | 170 | 180
6987 | 60 | 170 | 180
6988 | 60 | 170 | 180
6989 | 60 | 170 | 180
6990 | 60 | 170 | 180
6991 | 60 | 170 | 180
6992 | 60 | 170 | 180
6993 | 60 | 170 | 180
6994 | 60 | 170 | 180
6995 | 60 | 170 | 180
6996 | 60 | 170 | 180
6997 | 60 | 170 | 180
6998 | 60 | 170 | 180
6999 | 60 | 170 | 180
7000 | 60 | 170 | 180
7001 | 60 | 170 | 180
7002 | 60 | 170 | 180
7003 | 60 | 170 | 180
7004 | 60 | 170 | 180
7005 | 60 | 170 | 180
7006 | 60 | 170 | 180
7007 | 60 | 170 | 180
7008 | 60 | 170 | 180
7009 | 60 | 170 | 180
7010 | 60 | 170 | 180
7011 | 60 | 170 | 180
7012 | 60 | 170 | 180
7013 | 60 | 170 | 180
7014 | 60 | 170 | 180
7015 | 60 | 170 | 180
7016 | 60 | 170 | 180
7017 | 60 | 170 | 180
7018 | 60 | 170 | 180
7019 | 60 | 170 | 180
7020 | 60 | 170 | 180
7021 | 60 | 170 | 180
7022 | 60 | 170 | 180
7023 | 60 | 170 | 180
7024 | 60 | 170 | 180
7025 | 60 | 170 | 180
7026 | 60 | 170 | 180
7027 | 60 | 170 | 180
7028 | 60 | 170 | 180
7029 | 60 | 170 | 180
7030 | 60 | 170 | 180
7031 | 60 | 170 | 180
7032 | 60 | 170 | 180
7033 | 60 | 170 | 180
7034 | 60 | 170 | 180
7035 | 60 | 170 | 180
7036 | 60 | 170 | 180
7037 | 60 | 170 | 180
7038 | 60 | 170 | 180
7039 | 60 | 170 | 180
7040 | 60 | 170 | 180
7041 | 60 | 170 | 180
7042 | 60 | 170 | 180
7043 | 60 | 170 | 180
7044 | 60 | 170 | 180
7045 | 60 | 170 | 180
7046 | 60 | 170 | 180
7047 | 60 | 170 | 180
7048 | 60 | 170 | 180
7049 | 60 | 170 | 180
7050 | 60 | 170 | 180
7051 | 60 | 170 | 180
7052 | 60 | 170 | 180
7053 | 60 | 170 | 180
7054 | 60 | 170 | 180
7055 | 60 | 170 | 180
7056 | 60 | 170 | 180
7057 | 60 | 170 | 180
7058 | 60 | 170 | 180
7059 | 60 | 170 | 180
7060 | 60 | 170 | 180
7061 | 60 | 170 | 180
7062 | 60 | 170 | 180
7063 | 60 | 170 | 180
7064 | 60 | 170 | 180
7065 | 60 | 170 | 180
7066 | 60 | 170 | 180
7067 | 60 | 170 | 180
7068 | 60 | 170 | 180
7069 | 60 | 170 | 180
7070 | 60 | 170 | 180
7071 | 60 | 170 | 180
7072 | 60 | 170 | 180
7073 | 60 | 170 | 180
7074 | 60 | 170 | 180
7075 | 60 | 170 | 180
7076 | 60 | 170 | 180
7077 | 60 | 170 | 180
7078 | 60 | 170 | 180
7079 | 60 | 170 | 180
7080 | 60 | 170 | 180
7081 | 60 | 170 | 180
7082 | 60 | 170 | 180
7083 | 60 | 170 | 180
7084 | 60 | 170 | 180
7085 | 60 | 170 | 180
7086 | 60 | 170 | 180
7087 | 60 | 170 | 180
7088 | 60 | 170 | 180
7089 | 60 | 170 | 180
7090 | 60 | 170 | 180
7091 | 60 | 170 | 180
7092 | 60 | 170 | 180
7093 | 60 | 170 | 180
7094 | 60 | 170 | 180
7095 | 60 | 170 | 180
7096 | 60 | 170 | 180
7097 | 60 | 170 | 180
7098 | 60 | 170 | 180
7099 | 60 | 170 | 180
7100 | 60 | 170 | 180
7101 | 60 | 170 | 180
7102 | 60 | 170 | 180
7103 | 60 | 170 | 180
7104 | 60 | 170 | 180
7105 | 60 | 170 | 180
7106 | 60 | 170 | 180
7107 | 60 | 170 | 180
7108 | 60 | 170 | 180
7109 | 60 | 170 | 180
7110 | 60 | 170 | 180
7111 | 60 | 170 | 180
7112 | 60 | 170 | 180
7113 | 60 | 170 | 180
7114 | 60 | 170 | 180
7115 | 60 | 170 | 180
7116 | 60 | 170 | 180
7117 | 60 | 170 | 180
7118 | 60 | 170 | 180
7119 | 60 | 170 | 180
7120 | 60 | 170 | 180
7121 | 60 | 170 | 180
7122 | 60 | 170 | 180
7123 | 60 | 170 | 180
7124 | 60 | 170 | 180
7125 | 60 | 170 | 180
7126 | 60 | 170 | 180
7127 | 60 | 170 | 180
7128 | 60 | 170 | 180
7129 | 60 | 170 | 180
7130 | 60 | 170 | 180
7131 | 60 | 170 | 180
7132 | 60 | 170 | 180
7133 | 60 | 170 | 180
7134 | 60 | 170 | 180
7135 | 60 | 170 | 180
7136 | 60 | 170 | 180
7137 | 60 | 170 | 180
7138 | 60 | 170 | 180
7139 | 60 | 170 | 180
7140 | 60 | 170 | 180
7141 | 60 | 170 | 180
7142 | 60 | 170 | 180
7143 | 60 | 170 | 180
7144 | 60 | 170 | 180
7145 | 60 | 170 | 180
7146 | 60 | 170 | 180
7147 | 60 | 170 | 180
7148 | 60 | 170 | 180
7149 | 60 | 170 | 180
7150 | 60 | 170 | 180
7151 | 60 | 170 | 180
7152 | 60 | 170 | 180
7153 | 60 | 170 | 180
7154 | 60 | 170 | 180
7155 | 60 | 170 | 180
7156 | 60 | 170 | 180
7157 | 60 | 170 | 180
7158 | 60 | 170 | 180
7159 | 60 | 170 | 180
7160 | 60 | 170 | 180
7161 | 60 | 170 | 180
7162 | 60 | 170 | 180
7163 | 60 | 170 | 180
7164 | 60 | 170 | 180
7165 | 60 | 170 | 180
7166 | 60 | 170 | 180
7167 | 60 | 170 | 180
7168 | 60 | 170 | 180
7169 | 60 | 170 | 180
7170 | 60 | 170 | 180
7171 | 60 | 170 | 180
7172 | 60 | 170 | 180
7173 | 60 | 170 | 180
7174 | 60 | 170 | 180
7175 | 60 | 170 | 180
7176 | 60 | 170 | 180
7177 | 60 | 170 | 180
7178 | 60 | 170 | 180
7179 | 60 | 170 | 180
7180 | 60 | 170 | 180
7181 | 60 | 170 | 180
7182 | 60 | 170 | 180
7183 | 60 | 170 | 180
7184 | 60 | 170 | 180
7185 | 60 | 170 | 180
7186 | 60 | 170 | 180
7187 | 60 | 170 | 180
7188 | 60 | 170 | 180
7189 | 60 | 170 | 180
7190 | 60 | 170 | 180
7191 | 60 | 170 | 180
7192 | 60 | 170 | 180
7193 | 60 | 170 | 180
7194 | 60 | 170 | 180
7195 | 60 | 170 | 180
7196 | 60 | 170 | 180
7197 | 60 | 170 | 180
7198 | 60 | 170 | 180
7199 | 60 | 170 | 180
7200 | 60 | 170 | 180
7201 | 60 | 170 | 180
7202 | 60 | 170 | 180
7203 | 60 | 170 | 180
7204 | 60 | 170 | 180
7205 | 60 | 170 | 180
7206 | 60 | 170 | 180
7207 | 60 | 170 | 180
7208 | 60 | 170 | 180
7209 | 60 | 170 | 180
7210 | 60 | 170 | 180
7211 | 60 | 170 | 180
7212 | 60 | 170 | 180
7213 | 60 | 170 | 180
7214 | 60 | 170 | 180
7215 | 60 | 170 | 180
7216 | 60 | 170 | 180
7217 | 60 | 170 | 180
7218 | 60 | 170 | 180
7219 | 60 | 170 | 180
7220 | 60 | 170 | 180
7221 | 60 | 170 | 180
7222 | 60 | 170 | 180
7223 | 60 | 170 | 180
7224 | 60 | 170 | 180
7225 | 60 | 170 | 180
7226 | 60 | 170 | 180
7227 | 60 | 170 | 180
7228 | 60 | 170 | 180
7229 | 60 | 170 | 180
7230 | 60 | 170 | 180
7231 | 60 | 170 | 180
7232 | 60 | 170 | 180
7233 | 60 | 170 | 180
7234 | 60 | 170 | 180
7235 | 60 | 170 | 180
7236 | 60 | 170 | 180
7237 | 60 | 170 | 180
7238 | 60 | 170 | 180
7239 | 60 | 170 | 180
7240 | 60 | 170 | 180
7241 | 60 | 170 | 180
7242 | 60 | 170 | 180
7243 | 60 | 170 | 180
7244 | 60 | 170 | 180
7245 | 60 | 170 | 180
7246 | 60 | 170 | 180
7247 | 60 | 170 | 180
7248 | 60 | 170 | 180
7249 | 60 | 170 | 180
7250 | 60 | 170 | 180
7251 | 60 | 170 | 180
7252 | 60 | 170 | 180
7253 | 60 | 170 | 180
7254 | 60 | 170 | 180
7255 | 60 | 170 | 180
7256 | 60 | 170 | 180
7257 | 60 | 170 | 180
7258 | 60 | 170 | 180
7259 | 60 | 170 | 180
7260 | 60 | 170 | 180
7261 | 60 | 170 | 180
7262 | 60 | 170 | 180
7263 | 60 | 170 | 180
7264 | 60 | 170 | 180
7265 | 60 | 170 | 180
7266 | 60 | 170 | 180
7267 | 60 | 170 | 180
7268 | 60 | 170 | 180
7269 | 60 | 170 | 180
7270 | 60 | 170 | 180
7271 | 60 | 170 | 180
7272 | 60 | 170 | 180
7273 | 60 | 170 | 180
7274 | 60 | 170 | 180
7275 | 60 | 170 | 180
7276 | 60 | 170 | 180
7277 | 60 | 170 | 180
7278 | 60 | 170 | 180
7279 | 60 | 170 | 180
7280 | 60 | 170 | 180
7281 | 60 | 170 | 180
7282 | 60 | 170 | 180
7283 | 60 | 170 | 180
7284 | 60 | 170 | 180
7285 | 60 | 170 | 180
7286 | 60 | 170 | 180
7287 | 60 | 170 | 180
7288 | 60 | 170 | 180
7289 | 60 | 170 | 180
7290 | 60 | 170 | 180
7291 | 60 | 170 | 180
7292 | 60 | 170 | 180
7293 | 60 | 170 | 180
7294 | 60 | 170 | 180
7295 | 60 | 170 | 180
7296 | 60 | 170 | 180
7297 | 60 | 170 | 180
7298 | 60 | 170 | 180
7299 | 60 | 170 | 180
7300 | 60 | 170 | 180
7301 | 60 | 170 | 180
7302 | 60 | 170 | 180
7303 | 60 | 170 | 180
7304 | 60 | 170 | 180
7305 | 60 | 170 | 180
7306 | 60 | 170 | 180
7307 | 60 | 170 | 180
7308 | 60 | 170 | 180
7309 | 60 | 170 | 180
7310 | 60 | 170 | 180
7311 | 60 | 170 | 180
7312 | 60 | 170 | 180
7313 | 60 | 170 | 180
7314 | 60 | 170 | 180
7315 | 60 | 170 | 180
7316 | 60 | 170 | 180
7317 | 60 | 170 | 180
7318 | 60 | 170 | 180
7319 | 60 | 170 | 180
7320 | 60 | 170 | 180
7321 | 60 | 170 | 180
7322 | 60 | 170 | 180
7323 | 60 | 170 | 180
7324 | 60 | 170 | 180
7325 | 60 | 170 | 180
7326 | 60 | 170 | 180
7327 | 60 | 170 | 180
7328 | 60 | 170 | 180
7329 | 60 | 170 | 180
7330 | 60 | 170 | 180
7331 | 60 | 170 | 180
7332 | 60 | 170 | 180
7333 | 60 | 170 | 180
7334 | 60 | 170 | 180
7335 | 60 | 170 | 180
7336 | 60 | 170 | 180
7337 | 60 | 170 | 180
7338 | 60 | 170 | 180
7339 | 60 | 170 | 180
7340 | 60 | 170 | 180
7341 | 60 | 170 | 180
7342 | 60 | 170 | 180
7343 | 60 | 170 | 180
7344 | 60 | 170 | 180
7345 | 60 | 170 | 180
7346 | 60 | 170 | 180
7347 | 60 | 170 | 180
7348 | 60 | 170 | 180
7349 | 60 | 170 | 180
7350 | 60 | 170 | 180
7351 | 60 | 170 | 180
7352 | 60 | 170 | 180
7353 | 60 | 170 | 180
7354 | 60 | 170 | 180
7355 | 60 | 170 | 180
7356 | 60 | 170 | 180
7357 | 60 | 170 | 180
7358 | 60 | 170 | 180
7359 | 60 | 170 | 180
7360 | 60 | 170 | 180
7361 | 60 | 170 | 180
7362 | 60 | 170 | 180
7363 | 60 | 170 | 180
7364 | 60 | 170 | 180
7365 | 60 | 170 | 180
7366 | 60 | 170 | 180
7367 | 60 | 170 | 180
7368 | 60 | 170 | 180
7369 | 60 | 170 | 180
7370 | 60 | 170 | 180
7371 | 60 | 170 | 180
7372 | 60 | 170 | 180
7373 | 60 | 170 | 180
7374 | 60 | 170 | 180
7375 | 60 | 170 | 180
7376 | 60 | 170 | 180
7377 | 60 | 170 | 180
7378 | 60 | 170 | 180
7379 | 60 | 170 | 180
7380 | 60 | 170 | 180
7381 | 60 | 170 | 180
7382 | 60 | 170 | 180
7383 | 60 | 170 | 180
7384 | 60 | 170 | 180
7385 | 60 | 170 | 180
7386 | 60 | 170 | 180
7387 | 60 | 170 | 180
7388 | 60 | 170 | 180
7389 | 60 | 170 | 180
7390 | 60 | 170 | 180
7391 | 60 | 170 | 180
7392 | 60 | 170 | 180
7393 | 60 | 170 | 180
7394 | 60 | 170 | 180
7395 | 60 | 170 | 180
7396 | 60 | 170 | 180
7397 | 60 | 170 | 180
7398 | 60 | 170 | 180
7399 | 60 | 170 | 180
7400 | 60 | 170 | 180
7401 | 60 | 170 | 180
7402 | 60 | 170 | 180
7403 | 60 | 170 | 180
7404 | 60 | 170 | 180
7405 | 60 | 170 | 180
7406 | 60 | 170 | 180
7407 | 60 | 170 | 180
7408 | 60 | 170 | 180
7409 | 60 | 170 | 180
7410 | 60 | 170 | 180
7411 | 60 | 170 | 180
7412 | 60 | 170 | 180
7413 | 60 | 170 | 180
7414 | 60 | 170 | 180
7415 | 60 | 170 | 180
7416 | 60 | 170 | 180
7417 | 60 | 170 | 180
7418 | 60 | 170 | 180
7419 | 60 | 170 | 180
7420 | 60 | 170 | 180
7421 | 60 | 170 | 180
7422 | 60 | 170 | 180
7423 | 60 | 170 | 180
7424 | 60 | 170 | 180
7425 | 60 | 170 | 180
7426 | 60 | 170 | 180
7427 | 60 | 170 | 180
7428 | 60 | 170 | 180
7429 | 60 | 170 | 180
7430 | 60 | 170 | 180
7431 | 60 | 170 | 180
7432 | 60 | 170 | 180
7433 | 60 | 170 | 180
7434 | 60 | 170 | 180
7435 | 60 | 170 | 180
7436 | 60 | 170 | 180
7437 | 60 | 170 | 180
7438 | 60 | 170 | 180
7439 | 60 | 170 | 180
7440 | 60 | 170 | 180
7441 | 60 | 170 | 180
7442 | 60 | 170 | 180
7443 | 60 | 170 | 180
7444 | 60 | 170 | 180
7445 | 60 | 170 | 180
7446 | 60 | 170 | 180
7447 | 60 | 170 | 180
7448 | 60 | 170 | 180
7449 | 60 | 170 | 180
7450 | 60 | 170 | 180
7451 | 60 | 170 | 180
7452 | 60 | 170 | 180
7453 | 60 | 170 | 180
7454 | 60 | 170 | 180
7455 | 60 | 170 | 180
7456 | 60 | 170 | 180
7457 | 60 | 170 | 180
7458 | 60 | 170 | 180
7459 | 60 | 170 | 180
7460 | 60 | 170 | 180
7461 | 60 | 170 | 180
7462 | 60 | 170 | 180
7463 | 60 | 170 | 180
7464 | 60 | 170 | 180
7465 | 60 | 170 | 180
7466 | 60 | 170 | 180
7467 | 60 | 170 | 180
7468 | 60 | 170 | 180
7469 | 60 | 170 | 180
7470 | 60 | 170 | 180
7471 | 60 | 170 | 180
7472 | 60 | 170 | 180
7473 | 60 | 170 | 180
7474 | 60 | 170 | 180
7475 | 60 | 170 | 180
7476 | 60 | 170 | 180
7477 | 60 | 170 | 180
7478 | 60 | 170 | 180
7479 | 60 | 170 | 180
7480 | 60 | 170 | 180
7481 | 60 | 170 | 180
7482 | 60 | 170 | 180
7483 | 60 | 170 | 180
7484 | 60 | 170 | 180
7485 | 60 | 170 | 180
7486 | 60 | 170 | 180
7487 | 60 | 170 | 180
7488 | 60 | 170 | 180
7489 | 60 | 170 | 180
7490 | 60 | 170 | 180
7491 | 60 | 170 | 180
7492 | 60 | 170 | 180
7493 | 60 | 170 | 180
7494 | 60 | 170 | 180
7495 | 60 | 170 | 180
7496 | 60 | 170 | 180
7497 | 60 | 170 | 180
7498 | 60 | 170 | 180
7499 | 60 | 170 | 180
7500 | 60 | 170 | 180
7501 | 60 | 170 | 180
7502 | 60 | 170 | 180
7503 | 60 | 170 | 180
7504 | 60 | 170 | 180
7505 | 60 | 170 | 180
7506 | 60 | 170 | 180
7507 | 60 | 170 | 180
7508 | 60 | 170 | 180
7509 | 60 | 170 | 180
7510 | 60 | 170 | 180
7511 | 60 | 170 | 180
7512 | 60 | 170 | 180
7513 | 60 | 170 | 180
7514 | 60 | 170 | 180
7515 | 60 | 170 | 180
7516 | 60 | 170 | 180
7517 | 60 | 170 | 180
7518 | 60 | 170 | 180
7519 | 60 | 170 | 180
7520 | 60 | 170 | 180
7521 | 60 | 170 | 180
7522 | 60 | 170 | 180
7523 | 60 | 170 | 180
7524 | 60 | 170 | 180
7525 | 60 | 170 | 180
7526 | 60 | 170 | 180
7527 | 60 | 170 | 180
7528 | 60 | 170 | 180
7529 | 60 | 170 | 180
7530 | 60 | 170 | 180
7531 | 60 | 170 | 180
7532 | 60 | 170 | 180
7533 | 60 | 170 | 180
7534 | 60 | 170 | 180
7535 | 60 | 170 | 180
7536 | 60 | 170 | 180
7537 | 60 | 170 | 180
7538 | 60 | 170 | 180
7539 | 60 | 170 | 180
7540 | 60 | 170 | 180
7541 | 60 | 170 | 180
7542 | 60 | 170 | 180
7543 | 60 | 170 | 180
7544 | 60 | 170 | 180
7545 | 60 | 170 | 180
7546 | 60 | 170 | 180
7547 | 60 | 170 | 180
7548 | 60 | 170 | 180
7549 | 60 | 170 | 180
7550 | 60 | 170 | 180
7551 | 60 | 170 | 180
7552 | 60 | 170 | 180
7553 | 60 | 170 | 180
7554 | 60 | 170 | 180
7555 | 60 | 170 | 180
7556 | 60 | 170 | 180
7557 | 60 | 170 | 180
7558 | 60 | 170 | 180
7559 | 60 | 170 | 180
7560 | 60 | 170 | 180
7561 | 60 | 170 | 180
7562 | 60 | 170 | 180
7563 | 60 | 170 | 180
7564 | 60 | 170 | 180
7565 | 60 | 170 | 180
7566 | 60 | 170 | 180
7567 | 60 | 170 | 180
7568 | 60 | 170 | 180
7569 | 60 | 170 | 180
7570 | 60 | 170 | 180
7571 | 60 | 170 | 180
7572 | 60 | 170 | 180
7573 | 60 | 170 | 180
7574 | 60 | 170 | 180
7575 | 60 | 170 | 180
7576 | 60 | 170 | 180
7577 | 60 | 170 | 180
7578 | 60 | 170 | 180
7579 | 60 | 170 | 180
7580 | 60 | 170 | 180
7581 | 60 | 170 | 180
7582 | 60 | 170 | 180
7583 | 60 | 170 | 180
7584 | 60 | 170 | 180
7585 | 60 | 170 | 180
7586 | 60 | 170 | 180
7587 | 60 | 170 | 180
7588 | 60 | 170 | 180
7589 | 60 | 170 | 180
7590 | 60 | 170 | 180
7591 | 60 | 170 | 180
7592 | 60 | 170 | 180
7593 | 60 | 170 | 180
7594 | 60 | 170 | 180
7595 | 60 | 170 | 180
7596 | 60 | 170 | 180
7597 | 60 | 170 | 180
7598 | 60 | 170 | 180
7599 | 60 | 170 | 180
7600 | 60 | 170 | 180
7601 | 60 | 170 | 180
7602 | 60 | 170 | 180
7603 | 60 | 170 | 180
7604 | 60 | 170 | 180
7605 | 60 | 170 | 180
7606 | 60 | 170 | 180
7607 | 60 | 170 | 180
7608 | 60 | 170 | 180
7609 | 60 | 170 | 180
7610 | 60 | 170 | 180
7611 | 60 | 170 | 180
7612 | 60 | 170 | 180
7613 | 60 | 170 | 180
7614 | 60 | 170 | 180
7615 | 60 | 170 | 180
7616 | 60 | 170 | 180
7617 | 60 | 170 | 180
7618 | 60 | 170 | 180
7619 | 60 | 170 | 180
7620 | 60 | 170 | 180
7621 | 60 | 170 | 180
7622 | 60 | 170 | 180
7623 | 60 | 170 | 180
7624 | 60 | 170 | 180
7625 | 60 | 170 | 180
7626 | 60 | 170 | 180
7627 | 60 | 170 | 180
7628 | 60 | 170 | 180
7629 | 60 | 170 | 180
7630 | 60 | 170 | 180
7631 | 60 | 170 | 180
7632 | 60 | 170 | 180
7633 | 60 | 170 | 180
7634 | 60 | 170 | 180
7635 | 60 | 170 | 180
7636 | 60 | 170 | 180
7637 | 60 | 170 | 180
7638 | 60 | 170 | 180
7639 | 60 | 170 | 180
7640 | 60 | 170 | 180
7641 | 60 | 170 | 180
7642 | 60 | 170 | 180
7643 | 60 | 170 | 180
7644 | 60 | 170 | 180
7645 | 60 | 170 | 180
7646 | 60 | 170 | 180
7647 | 60 | 170 | 180
7648 | 60 | 170 | 180
7649 | 60 | 170 | 180
7650 | 60 | 170 | 180
7651 | 60 | 170 | 180
7652 | 60 | 170 | 180
7653 | 60 | 170 | 180
7654 | 60 | 170 | 180
7655 | 60 | 170 | 180
7656 | 60 | 170 | 180
7657 | 60 | 170 | 180
7658 | 60 | 170 | 180
7659 | 60 | 170 | 180
7660 | 60 | 170 | 180
7661 | 60 | 170 | 180
7662 | 60 | 170 | 180
7663 | 60 | 170 | 180
7664 | 60 | 170 | 180
7665 | 60 | 170 | 180
7666 | 60 | 170 | 180
7667 | 60 | 170 | 180
7668 | 60 | 170 | 180
7669 | 60 | 170 | 180
7670 | 60 | 170 | 180
7671 | 60 | 170 | 180
7672 | 60 | 170 | 180
7673 | 60 | 170 | 180
7674 | 60 | 170 | 180
7675 | 60 | 170 | 180
7676 | 60 | 170 | 180
7677 | 60 | 170 | 180
7678 | 60 | 170 | 180
7679 | 60 | 170 | 180
7680 | 60 | 170 | 180
7681 | 60 | 170 | 180
7682 | 60 | 170 | 180
7683 | 60 | 170 | 180
7684 | 60 | 170 | 180
7685 | 60 | 170 | 180
7686 | 60 | 170 | 180
7687 | 60 | 170 | 180
7688 | 60 | 170 | 180
7689 | 60 | 170 | 180
7690 | 60 | 170 | 180
7691 | 60 | 170 | 180
7692 | 60 | 170 | 180
7693 | 60 | 170 | 180
7694 | 60 | 170 | 180
7695 | 60 | 170 | 180
7696 | 60 | 170 | 180
7697 | 60 | 170 | 180
7698 | 60 | 170 | 180
7699 | 60 | 170 | 180
7700 | 60 | 170 | 180
7701 | 60 | 170 | 180
7702 | 60 | 170 | 180
7703 | 60 | 170 | 180
7704 | 60 | 170 | 180
7705 | 60 | 170 | 180
7706 | 60 | 170 | 180
7707 | 60 | 170 | 180
7708 | 60 | 170 | 180
7709 | 60 | 170 | 180
7710 | 60 | 170 | 180
7711 | 60 | 170 | 180
7712 | 60 | 170 | 180
7713 | 60 | 170 | 180
7714 | 60 | 170 | 180
7715 | 60 | 170 | 180
7716 | 60 | 170 | 180
7717 | 60 | 170 | 180
7718 | 60 | 170 | 180
7719 | 60 | 170 | 180
7720 | 60 | 170 | 180
7721 | 60 | 170 | 180
7722 | 60 | 170 | 180
7723 | 60 | 170 | 180
7724 | 60 | 170 | 180
7725 | 60 | 170 | 180
7726 | 60 | 170 | 180
7727 | 60 | 170 | 180
7728 | 60 | 170 | 180
7729 | 60 | 170 | 180
7730 | 60 | 170 | 180
7731 | 60 | 170 | 180
7732 | 60 | 170 | 180
7733 | 60 | 170 | 180
7734 | 60 | 170 | 180
7735 | 60 | 170 | 180
7736 | 60 | 170 | 180
7737 | 60 | 170 | 180
7738 | 60 | 170 | 180
7739 | 60 | 170 | 180
7740 | 60 | 170 | 180
7741 | 60 | 170 | 180
7742 | 60 | 170 | 180
7743 | 60 | 170 | 180
7744 | 60 | 170 | 180
7745 | 60 | 170 | 180
7746 | 60 | 170 | 180
7747 | 60 | 170 | 180
7748 | 60 | 170 | 180
7749 | 60 | 170 | 180
7750 | 60 | 170 | 180
7751 | 60 | 170 | 180
7752 | 60 | 170 | 180
7753 | 60 | 170 | 180
7754 | 60 | 170 | 180
7755 | 60 | 170 | 180
7756 | 60 | 170 | 180
7757 | 60 | 170 | 180
7758 | 60 | 170 | 180
7759 | 60 | 170 | 180
7760 | 60 | 170 | 180
7761 | 60 | 170 | 180
7762 | 60 | 170 | 180
7763 | 60 | 170 | 180
7764 | 60 | 170 | 180
7765 | 60 | 170 | 180
7766 | 60 | 170 | 180
7767 | 60 | 170 | 180
7768 | 60 | 170 | 180
7769 | 60 | 170 | 180
7770 | 60 | 170 | 180
7771 | 60 | 170 | 180
7772 | 60 | 170 | 180
7773 | 60 | 170 | 180
7774 | 60 | 170 | 180
7775 | 60 | 170 | 180
7776 | 60 | 170 | 180
7777 | 60 | 170 | 180
7778 | 60 | 170 | 180
7779 | 60 | 170 | 180
7780 | 60 | 170 | 180
7781 | 60 | 170 | 180
7782 | 60 | 170 | 180
7783 | 60 | 170 | 180
7784 | 60 | 170 | 180
7785 | 60 | 170 | 180
7786 | 60 | 170 | 180
7787 | 60 | 170 | 180
7788 | 60 | 170 | 180
7789 | 60 | 170 | 180
7790 | 60 | 170 | 180
7791 | 60 | 170 | 180
7792 | 60 | 170 | 180
7793 | 60 | 170 | 180
7794 | 60 | 170 | 180
7795 | 60 | 170 | 180
7796 | 60 | 170 | 180
7797 | 60 | 170 | 180
7798 | 60 | 170 | 180
7799 | 60 | 170 | 180
7800 | 60 | 170 | 180
7801 | 60 | 170 | 180
7802 | 60 | 170 | 180
7803 | 60 | 170 | 180
7804 | 60 | 170 | 180
7805 | 60 | 170 | 180
7806 | 60 | 170 | 180
7807 | 60 | 170 | 180
7808 | 60 | 170 | 180
7809 | 60 | 170 | 180
7810 | 60 | 170 | 180
7811 | 60 | 170 | 180
7812 | 60 | 170 | 180
7813 | 60 | 170 | 180
7814 | 60 | 170 | 180
7815 | 60 | 170 | 180
7816 | 60 | 170 | 180
7817 | 60 | 170 | 180
7818 | 60 | 170 | 180
7819 | 60 | 170 | 180
7820 | 60 | 170 | 180
7821 | 60 | 170 | 180
7822 | 60 | 170 | 180
7823 | 60 | 170 | 180
7824 | 60 | 170 | 180
7825 | 60 | 170 | 180
7826 | 60 | 170 | 180
7827 | 60 | 170 | 180
7828 | 60 | 170 | 180
7829 | 60 | 170 | 180
7830 | 60 | 170 | 180
7831 | 60 | 170 | 180
7832 | 60 | 170 | 180
7833 | 60 | 170 | 180
7834 | 60 | 170 | 180
7835 | 60 | 170 | 180
7836 | 60 | 170 | 180
7837 | 60 | 170 | 180
7838 | 60 | 170 | 180
7839 | 60 | 170 | 180
7840 | 60 | 170 | 180
7841 | 60 | 170 | 180
7842 | 60 | 170 | 180
7843 | 60 | 170 | 180
7844 | 60 | 170 | 180
7845 | 60 | 170 | 180
7846 | 60 | 170 | 180
7847 | 60 | 170 | 180
7848 | 60 | 170 | 180
7849 | 60 | 170 | 180
7850 | 60 | 170 | 180
7851 | 60 | 170 | 180
7852 | 60 | 170 | 180
7853 | 60 | 170 | 180
7854 | 60 | 170 | 180
7855 | 60 | 170 | 180
7856 | 60 | 170 | 180
7857 | 60 | 170 | 180
7858 | 60 | 170 | 180
7859 | 60 | 170 | 180
7860 | 60 | 170 | 180
7861 | 60 | 170 | 180
7862 | 60 | 170 | 180
7863 | 60 | 170 | 180
7864 | 60 | 170 | 180
7865 | 60 | 170 | 180
7866 | 60 | 170 | 180
7867 | 60 | 170 | 180
7868 | 60 | 170 | 180
7869 | 60 | 170 | 180
7870 | 60 | 170 | 180
7871 | 60 | 170 | 180
7872 | 60 | 170 | 180
7873 | 60 | 170 | 180
7874 | 60 | 170 | 180
7875 | 60 | 170 | 180
7876 | 60 | 170 | 180
7877 | 60 | 170 | 180
7878 | 60 | 170 | 180
7879 | 60 | 170 | 180
7880 | 60 | 170 | 180
7881 | 60 | 170 | 180
7882 | 60 | 170 | 180
7883 | 60 | 170 | 180
7884 | 60 | 170 | 180
7885 | 60 | 170 | 180
7886 | 60 | 170 | 180
7887 | 60 | 170 | 180
7888 | 60 | 170 | 180
7889 | 60 | 170 | 180
7890 | 60 | 170 | 180
7891 | 60 | 170 | 180
7892 | 60 | 170 | 180
7893 | 60 | 170 | 180
7894 | 60 | 170 | 180
7895 | 60 | 170 | 180
7896 | 60 | 170 | 180
7897 | 60 | 170 | 180
7898 | 60 | 170 | 180
7899 | 60 | 170 | 180
7900 | 60 | 170 | 180
7901 | 60 | 170 | 180
7902 | 60 | 170 | 180
7903 | 60 | 170 | 180
7904 | 60 | 170 | 180
7905 | 60 | 170 | 180
7906 | 60 | 170 | 180
7907 | 60 | 170 | 180
7908 | 60 | 170 | 180
7909 | 60 | 170 | 180
7910 | 60 | 170 | 180
7911 | 60 | 170 | 180
7912 | 60 | 170 | 180
7913 | 60 | 170 | 180
7914 | 60 | 170 | 180
7915 | 60 | 170 | 180
7916 | 60 | 170 | 180
7917 | 60 | 170 | 180
7918 | 60 | 170 | 180
7919 | 60 | 170 | 180
7920 | 60 | 170 | 180
7921 | 60 | 170 | 180
7922 | 60 | 170 | 180
7923 | 60 | 170 | 180
7924 | 60 | 170 | 180
7925 | 60 | 170 | 180
7926 | 60 | 170 | 180
7927 | 60 | 170 | 180
7928 | 60 | 170 | 180
7929 | 60 | 170 | 180
7930 | 60 | 170 | 180
7931 | 60 | 170 | 180
7932 | 60 | 170 | 180
7933 | 60 | 170 | 180
7934 | 60 | 170 | 180
7935 | 60 | 170 | 180
7936 | 60 | 170 | 180
7937 | 60 | 170 | 180
7938 | 60 | 170 | 180
7939 | 60 | 170 | 180
7940 | 60 | 170 | 180
7941 | 60 | 170 | 180
7942 | 60 | 170 | 180
7943 | 60 | 170 | 180
7944 | 60 | 170 | 180
7945 | 60 | 170 | 180
7946 | 60 | 170 | 180
7947 | 60 | 170 | 180
7948 | 60 | 170 | 180
7949 | 60 | 170 | 180
7950 | 60 | 170 | 180
7951 | 60 | 170 | 180
7952 | 60 | 170 | 180
7953 | 60 | 170 | 180
7954 | 60 | 170 | 180
7955 | 60 | 170 | 180
7956 | 60 | 170 | 180
7957 | 60 | 170 | 180
7958 | 60 | 170 | 180
7959 | 60 | 170 | 180
7960 | 60 | 170 | 180
7961 | 60 | 170 | 180
7962 | 60 | 170 | 180
7963 | 60 | 170 | 180
7964 | 60 | 170 | 180
7965 | 60 | 170 | 180
7966 | 60 | 170 | 180
7967 | 60 | 170 | 180
7968 | 60 | 170 | 180
7969 | 60 | 170 | 180
7970 | 60 | 170 | 180
7971 | 60 | 170 | 180
7972 | 60 | 170 | 180
7973 | 60 | 170 | 180
7974 | 60 | 170 | 180
7975 | 60 | 170 | 180
7976 | 60 | 170 | 180
7977 | 60 | 170 | 180
7978 | 60 | 170 | 180
7979 | 60 | 170 | 180
7980 | 60 | 170 | 180
7981 | 60 | 170 | 180
7982 | 60 | 170 | 180
7983 | 60 | 170 | 180
7984 | 60 | 170 | 180
7985 | 60 | 170 | 180
7986 | 60 | 170 | 180
7987 | 60 | 170 | 180
7988 | 60 | 170 | 180
7989 | 60 | 170 | 180
7990 | 60 | 170 | 180
7991 | 60 | 170 | 180
7992 | 60 | 170 | 180
7993 | 60 | 170 | 180
7994 | 60 | 170 | 180
7995 | 60 | 170 | 180
7996 | 60 | 170 | 180
7997 | 60 | 170 | 180
7998 | 60 | 170 | 180
7999 | 60 | 170 | 180
8000 | 60 | 170 | 180
8001 | 60 | 170 | 180
8002 | 60 | 170 | 180
8003 | 60 | 170 | 180
8004 | 60 | 170 | 180
8005 | 60 | 170 | 180
8006 | 60 | 170 | 180
8007 | 60 | 170 | 180
8008 | 60 | 170 | 180
8009 | 60 | 170 | 180
8010 | 60 | 170 | 180
8011 | 60 | 170 | 180
8012 | 60 | 170 | 180
8013 | 60 | 170 | 180
8014 | 60 | 170 | 180
8015 | 60 | 170 | 180
8016 | 60 | 170 | 180
8017 | 60 | 170 | 180
8018 | 60 | 170 | 180
8019 | 60 | 170 | 180
8020 | 60 | 170 | 180
8021 | 60 | 170 | 180
8022 | 60 | 170 | 180
8023 | 60 | 170 | 180
8024 | 60 | 170 | 180
8025 | 60 | 170 | 180
8026 | 60 | 170 | 180
8027 | 60 | 170 | 180
8028 | 60 | 170 | 180
8029 | 60 | 170 | 180
8030 | 60 | 170 | 180
8031 | 60 | 170 | 180
8032 | 60 | 170 | 180
8033 | 60 | 170 | 180
8034 | 60 | 170 | 180
8035 | 60 | 170 | 180
8036 | 60 | 170 | 180
8037 | 60 | 170 | 180
8038 | 60 | 170 | 180
8039 | 60 | 170 | 180
8040 | 60 | 170 | 180
8041 | 60 | 170 | 180
8042 | 60 | 170 | 180
8043 | 60 | 170 | 180
8044 | 60 | 170 | 180
8045 | 60 | 170 | 180
8046 | 60 | 170 | 180
8047 | 60 | 170 | 180
8048 | 60 | 170 | 180
8049 | 60 | 170 | 180
8050 | 60 | 170 | 180
8051 | 60 | 170 | 180
8052 | 60 | 170 | 180
8053 | 60 | 170 | 180
8054 | 60 | 170 | 180
8055 | 60 | 170 | 180
8056 | 60 | 170 | 180
8057 | 60 | 170 | 180
8058 | 60 | 170 | 180
8059 | 60 | 170 | 180
8060 | 60 | 170 | 180
8061 | 60 | 170 | 180
8062 | 60 | 170 | 180
8063 | 60 | 170 | 180
8064 | 60 | 170 | 180
8065 | 60 | 170 | 180
8066 | 60 | 170 | 180
8067 | 60 | 170 | 180
8068 | 60 | 170 | 180
8069 | 60 | 170 | 180
8070 | 60 | 170 | 180
8071 | 60 | 170 | 180
8072 | 60 | 170 | 180
8073 | 60 | 170 | 180
8074 | 60 | 170 | 180
8075 | 60 | 170 | 180
8076 | 60 | 170 | 180
8077 | 60 | 170 | 180
8078 | 60 | 170 | 180
8079 | 60 | 170 | 180
8080 | 60 | 170 | 180
8081 | 60 | 170 | 180
8082 | 60 | 170 | 180
8083 | 60 | 170 | 180
8084 | 60 | 170 | 180
8085 | 60 | 170 | 180
8086 | 60 | 170 | 180
8087 | 60 | 170 | 180
8088 | 60 | 170 | 180
8089 | 60 | 170 | 180
8090 | 60 | 170 | 180
8091 | 60 | 170 | 180
8092 | 60 | 170 | 180
8093 | 60 | 170 | 180
8094 | 60 | 170 | 180
8095 | 60 | 170 | 180
8096 | 60 | 170 | 180
8097 | 60 | 170 | 180
8098 | 60 | 170 | 180
8099 | 60 | 170 | 180
8100 | 60 | 170 | 180
8101 | 60 | 170 | 180
8102 | 60 | 170 | 180
8103 | 60 | 170 | 180
8104 | 60 | 170 | 180
8105 | 60 | 170 | 180
8106 | 60 | 170 | 180
8107 | 60 | 170 | 180
8108 | 60 | 170 | 180
8109 | 60 | 170 | 180
8110 | 60 | 170 | 180
8111 | 60 | 170 | 180
8112 | 60 | 170 | 180
8113 | 60 | 170 | 180
8114 | 60 | 170 | 180
8115 | 60 | 170 | 180
8116 | 60 | 170 | 180
8117 | 60 | 170 | 180
8118 | 60 | 170 | 180
8119 | 60 | 170 | 180
8120 | 60 | 170 | 180
8121 | 60 | 170 | 180
8122 | 60 | 170 | 180
8123 | 60 | 170 | 180
8124 | 60 | 170 | 180
8125 | 60 | 170 | 180
8126 | 60 | 170 | 180
8127 | 60 | 170 | 180
8128 | 60 | 170 | 180
8129 | 60 | 170 | 180
8130 | 60 | 170 | 180
8131 | 60 | 170 | 180
8132 | 60 | 170 | 180
8133 | 60 | 170 | 180
8134 | 60 | 170 | 180
8135 | 60 | 170 | 180
8136 | 60 | 170 | 180
8137 | 60 | 170 | 180
8138 | 60 | 170 | 180
8139 | 60 | 170 | 180
8140 | 60 | 170 | 180
8141 | 60 | 170 | 180
8142 | 60 | 170 | 180
8143 | 60 | 170 | 180
8144 | 60 | 170 | 180
8145 | 60 | 170 | 180
8146 | 60 | 170 | 180
8147 | 60 | 170 | 180
8148 | 60 | 170 | 180
8149 | 60 | 170 | 180
8150 | 60 | 170 | 180
8151 | 60 | 170 | 180
8152 | 60 | 170 | 180
8153 | 60 | 170 | 180
8154 | 60 | 170 | 180
8155 | 60 | 170 | 180
8156 | 60 | 170 | 180
8157 | 60 | 170 | 180
8158 | 60 | 170 | 180
8159 | 60 | 170 | 180
8160 | 60 | 170 | 180
8161 | 60 | 170 | 180
8162 | 60 | 170 | 180
8163 | 60 | 170 | 180
8164 | 60 | 170 | 180
8165 | 60 | 170 | 180
8166 | 60 | 170 | 180
8167 | 60 | 170 | 180
8168 | 60 | 170 | 180
8169 | 60 | 170 | 180
8170 | 60 | 170 | 180
8171 | 60 | 170 | 180
8172 | 60 | 170 | 180
8173 | 60 | 170 | 180
8174 | 60 | 170 | 180
8175 | 60 | 170 | 180
8176 | 60 | 170 | 180
8177 | 60 | 170 | 180
8178 | 60 | 170 | 180
8179 | 60 | 170 | 180
8180 | 60 | 170 | 180
8181 | 60 | 170 | 180
8182 | 60 | 170 | 180
8183 | 60 | 170 | 180
8184 | 60 | 170 | 180
8185 | 60 | 170 | 180
8186 | 60 | 170 | 180
8187 | 60 | 170 | 180
8188 | 60 | 170 | 180
8189 | 60 | 170 | 180
8190 | 60 | 170 | 180
8191 | 60 | 170 | 180
8192 | 60 | 170 | 180
8193 | 60 | 170 | 180
8194 | 60 | 170 | 180
8195 | 60 | 170 | 180
8196 | 60 | 170 | 180
8197 | 60 | 170 | 180
8198 | 60 | 170 | 180
8199 | 60 | 170 | 180
8200 | 60 | 170 | 180
8201 | 60 | 170 | 180
8202 | 60 | 170 | 180
8203 | 60 | 170 | 180
8204 | 60 | 170 | 180
8205 | 60 | 170 | 180
8206 | 60 | 170 | 180
8207 | 60 | 170 | 180
8208 | 60 | 170 | 180
8209 | 60 | 170 | 180
8210 | 60 | 170 | 180
8211 | 60 | 170 | 180
8212 | 60 | 170 | 180
8213 | 60 | 170 | 180
8214 | 60 | 170 | 180
8215 | 60 | 170 | 180
8216 | 60 | 170 | 180
8217 | 60 | 170 | 180
8218 | 60 | 170 | 180
8219 | 60 | 170 | 180
8220 | 60 | 170 | 180
8221 | 60 | 170 | 180
8222 | 60 | 170 | 180
8223 | 60 | 170 | 180
8224 | 60 | 170 | 180
8225 | 60 | 170 | 180
8226 | 60 | 170 | 180
8227 | 60 | 170 | 180
8228 | 60 | 170 | 180
8229 | 60 | 170 | 180
8230 | 60 | 170 | 180
8231 | 60 | 170 | 180
8232 | 60 | 170 | 180
8233 | 60 | 170 | 180
8234 | 60 | 170 | 180
8235 | 60 | 170 | 180
8236 | 60 | 170 | 180
8237 | 60 | 170 | 180
8238 | 60 | 170 | 180
8239 | 60 | 170 | 180
8240 | 60 | 170 | 180
8241 | 60 | 170 | 180
8242 | 60 | 170 | 180
8243 | 60 | 170 | 180
8244 | 60 | 170 | 180
8245 | 60 | 170 | 180
8246 | 60 | 170 | 180
8247 | 60 | 170 | 180
8248 | 60 | 170 | 180
8249 | 60 | 170 | 180
8250 | 60 | 170 | 180
8251 | 60 | 170 | 180
8252 | 60 | 170 | 180
8253 | 60 | 170 | 180
8254 | 60 | 170 | 180
8255 | 60 | 170 | 180
8256 | 60 | 170 | 180
8257 | 60 | 170 | 180
8258 | 60 | 170 | 180
8259 | 60 | 170 | 180
8260 | 60 | 170 | 180
8261 | 60 | 170 | 180
8262 | 60 | 170 | 180
8263 | 60 | 170 | 180
8264 | 60 | 170 | 180
8265 | 60 | 170 | 180
8266 | 60 | 170 | 180
8267 | 60 | 170 | 180
8268 | 60 | 170 | 180
8269 | 60 | 170 | 180
8270 | 60 | 170 | 180
8271 | 60 | 170 | 180
8272 | 60 | 170 | 180
8273 | 60 | 170 | 180
8274 | 60 | 170 | 180
8275 | 60 | 170 | 180
8276 | 60 | 170 | 180
8277 | 60 | 170 | 180
8278 | 60 | 170 | 180
8279 | 60 | 170 | 180
8280 | 60 | 170 | 180
8281 | 60 | 170 | 180
8282 | 60 | 170 | 180
8283 | 60 | 170 | 180
8284 | 60 | 170 | 180
8285 | 60 | 170 | 180
8286 | 60 | 170 | 180
8287 | 60 | 170 | 180
8288 | 60 | 170 | 180
8289 | 60 | 170 | 180
8290 | 60 | 170 | 180
8291 | 60 | 170 | 180
8292 | 60 | 170 | 180
8293 | 60 | 170 | 180
8294 | 60 | 170 | 180
8295 | 60 | 170 | 180
8296 | 60 | 170 | 180
8297 | 60 | 170 | 180
8298 | 60 | 170 | 180
8299 | 60 | 170 | 180
8300 | 60 | 170 | 180
8301 | 60 | 170 | 180
8302 | 60 | 170 | 180
8303 | 60 | 170 | 180
8304 | 60 | 170 | 180
8305 | 60 | 170 | 180
8306 | 60 | 170 | 180
8307 | 60 | 170 | 180
8308 | 60 | 170 | 180
8309 | 60 | 170 | 180
8310 | 60 | 170 | 180
8311 | 60 | 170 | 180
8312 | 60 | 170 | 180
8313 | 60 | 170 | 180
8314 | 60 | 170 | 180
8315 | 60 | 170 | 180
8316 | 60 | 170 | 180
8317 | 60 | 170 | 180
8318 | 60 | 170 | 180
8319 | 60 | 170 | 180
8320 | 60 | 170 | 180
8321 | 60 | 170 | 180
8322 | 60 | 170 | 180
8323 | 60 | 170 | 180
8324 | 60 | 170 | 180
8325 | 60 | 170 | 180
8326 | 60 | 170 | 180
8327 | 60 | 170 | 180
8328 | 60 | 170 | 180
8329 | 60 | 170 | 180
8330 | 60 | 170 | 180
8331 | 60 | 170 | 180
8332 | 60 | 170 | 180
8333 | 60 | 170 | 180
8334 | 60 | 170 | 180
8335 | 60 | 170 | 180
8336 | 60 | 170 | 180
8337 | 60 | 170 | 180
8338 | 60 | 170 | 180
8339 | 60 | 170 | 180
8340 | 60 | 170 | 180
8341 | 60 | 170 | 180
8342 | 60 | 170 | 180
8343 | 60 | 170 | 180
8344 | 60 | 170 | 180
8345 | 60 | 170 | 180
8346 | 60 | 170 | 180
8347 | 60 | 170 | 180
8348 | 60 | 170 | 180
8349 | 60 | 170 | 180
8350 | 60 | 170 | 180
8351 | 60 | 170 | 180
8352 | 60 | 170 | 180
8353 | 60 | 170 | 180
8354 | 60 | 170 | 180
8355 | 60 | 170 | 180
8356 | 60 | 170 | 180
8357 | 60 | 170 | 180
8358 | 60 | 170 | 180
8359 | 60 | 170 | 180
8360 | 60 | 170 | 180
8361 | 60 | 170 | 180
8362 | 60 | 170 | 180
8363 | 60 | 170 | 180
8364 | 60 | 170 | 180
8365 | 60 | 170 | 180
8366 | 60 | 170 | 180
8367 | 60 | 170 | 180
8368 | 60 | 170 | 180
8369 | 60 | 170 | 180
8370 | 60 | 170 | 180
8371 | 60 | 170 | 180
8372 | 60 | 170 | 180
8373 | 60 | 170 | 180
8374 | 60 | 170 | 180
8375 | 60 | 170 | 180
8376 | 60 | 170 | 180
8377 | 60 | 170 | 180
8378 | 60 | 170 | 180
8379 | 60 | 170 | 180
8380 | 60 | 170 | 180
8381 | 60 | 170 | 180
8382 | 60 | 170 | 180
8383 | 60 | 170 | 180
8384 | 60 | 170 | 180
8385 | 60 | 170 | 180
8386 | 60 | 170 | 180
8387 | 60 | 170 | 180
8388 | 60 | 170 | 180
8389 | 60 | 170 | 180
8390 | 60 | 170 | 180
8391 | 60 | 170 | 180
8392 | 60 | 170 | 180
8393 | 60 | 170 | 180
8394 | 60 | 170 | 180
8395 | 60 | 170 | 180
8396 | 60 | 170 | 180
8397 | 60 | 170 | 180
8398 | 60 | 170 | 180
8399 | 60 | 170 | 180
8400 | 60 | 170 | 180
8401 | 60 | 170 | 180
8402 | 60 | 170 | 180
8403 | 60 | 170 | 180
8404 | 60 | 170 | 180
8405 | 60 | 170 | 180
8406 | 60 | 170 | 180
8407 | 60 | 170 | 180
8408 | 60 | 170 | 180
8409 | 60 | 170 | 180
8410 | 60 | 170 | 180
8411 | 60 | 170 | 180
8412 | 60 | 170 | 180
8413 | 60 | 170 | 180
8414 | 60 | 170 | 180
8415 | 60 | 170 | 180
8416 | 60 | 170 | 180
8417 | 60 | 170 | 180
8418 | 60 | 170 | 180
8419 | 60 | 170 | 180
8420 | 60 | 170 | 180
8421 | 60 | 170 | 180
8422 | 60 | 170 | 180
8423 | 60 | 170 | 180
8424 | 60 | 170 | 180
8425 | 60 | 170 | 180
8426 | 60 | 170 | 180
8427 | 60 | 170 | 180
8428 | 60 | 170 | 180
8429 | 60 | 170 | 180
8430 | 60 | 170 | 180
8431 | 60 | 170 | 180
8432 | 60 | 170 | 180
8433 | 60 | 170 | 180
8434 | 60 | 170 | 180
8435 | 60 | 170 | 180
8436 | 60 | 170 | 180
8437 | 60 | 170 | 180
8438 | 60 | 170 | 180
8439 | 60 | 170 | 180
8440 | 60 | 170 | 180
8441 | 60 | 170 | 180
8442 | 60 | 170 | 180
8443 | 60 | 170 | 180
8444 | 60 | 170 | 180
8445 | 60 | 170 | 180
8446 | 60 | 170 | 180
8447 | 60 | 170 | 180
8448 | 60 | 170 | 180
8449 | 60 | 170 | 180
8450 | 60 | 170 | 180
8451 | 60 | 170 | 180
8452 | 60 | 170 | 180
8453 | 60 | 170 | 180
8454 | 60 | 170 | 180
8455 | 60 | 170 | 180
8456 | 60 | 170 | 180
8457 | 60 | 170 | 180
8458 | 60 | 170 | 180
8459 | 60 | 170 | 180
8460 | 60 | 170 | 180
8461 | 60 | 170 | 180
8462 | 60 | 170 | 180
8463 | 60 | 170 | 180
8464 | 60 | 170 | 180
8465 | 60 | 170 | 180
8466 | 60 | 170 | 180
8467 | 60 | 170 | 180
8468 | 60 | 170 | 180
8469 | 60 | 170 | 180
8470 | 60 | 170 | 180
8471 | 60 | 170 | 180
8472 | 60 | 170 | 180
8473 | 60 | 170 | 180
8474 | 60 | 170 | 180
8475 | 60 | 170 | 180
8476 | 60 | 170 | 180
8477 | 60 | 170 | 180
8478 | 60 | 170 | 180
8479 | 60 | 170 | 180
8480 | 60 | 170 | 180
8481 | 60 | 170 | 180
8482 | 60 | 170 | 180
8483 | 60 | 170 | 180
8484 | 60 | 170 | 180
8485 | 60 | 170 | 180
8486 | 60 | 170 | 180
8487 | 60 | 170 | 180
8488 | 60 | 170 | 180
8489 | 60 | 170 | 180
8490 | 60 | 170 | 180
8491 | 60 | 170 | 180
8492 | 60 | 170 | 180
8493 | 60 | 170 | 180
8494 | 60 | 170 | 180
8495 | 60 | 170 | 180
8496 | 60 | 170 | 180
8497 | 60 | 170 | 180
8498 | 60 | 170 | 180
8499 | 60 | 170 | 180
8500 | 60 | 170 | 180
8501 | 60 | 170 | 180
8502 | 60 | 170 | 180
8503 | 60 | 170 | 180
8504 | 60 | 170 | 180
8505 | 60 | 170 | 180
8506 | 60 | 170 | 180
8507 | 60 | 170 | 180
8508 | 60 | 170 | 180
8509 | 60 | 170 | 180
8510 | 60 | 170 | 180
8511 | 60 | 170 | 180
8512 | 60 | 170 | 180
8513 | 60 | 170 | 180
8514 | 60 | 170 | 180
8515 | 60 | 170 | 180
8516 | 60 | 170 | 180
8517 | 60 | 170 | 180
8518 | 60 | 170 | 180
8519 | 60 | 170 | 180
8520 | 60 | 170 | 180
8521 | 60 | 170 | 180
8522 | 60 | 170 | 180
8523 | 60 | 170 | 180
8524 | 60 | 170 | 180
8525 | 60 | 170 | 180
8526 | 60 | 170 | 180
8527 | 60 | 170 | 180
8528 | 60 | 170 | 180
8529 | 60 | 170 | 180
8530 | 60 | 170 | 180
8531 | 60 | 170 | 180
8532 | 60 | 170 | 180
8533 | 60 | 170 | 180
8534 | 60 | 170 | 180
8535 | 60 | 170 | 180
8536 | 60 | 170 | 180
8537 | 60 | 170 | 180
8538 | 60 | 170 | 180
8539 | 60 | 170 | 180
8540 | 60 | 170 | 180
8541 | 60 | 170 | 180
8542 | 60 | 170 | 180
8543 | 60 | 170 | 180
8544 | 60 | 170 | 180
8545 | 60 | 170 | 180
8546 | 60 | 170 | 180
8547 | 60 | 170 | 180
8548 | 60 | 170 | 180
8549 | 60 | 170 | 180
8550 | 60 | 170 | 180
8551 | 60 | 170 | 180
8552 | 60 | 170 | 180
8553 | 60 | 170 | 180
8554 | 60 | 170 | 180
8555 | 60 | 170 | 180
8556 | 60 | 170 | 180
8557 | 60 | 170 | 180
8558 | 60 | 170 | 180
8559 | 60 | 170 | 180
8560 | 60 | 170 | 180
8561 | 60 | 170 | 180
8562 | 60 | 170 | 180
8563 | 60 | 170 | 180
8564 | 60 | 170 | 180
8565 | 60 | 170 | 180
8566 | 60 | 170 | 180
8567 | 60 | 170 | 180
8568 | 60 | 170 | 180
8569 | 60 | 170 | 180
8570 | 60 | 170 | 180
8571 | 60 | 170 | 180
8572 | 60 | 170 | 180
8573 | 60 | 170 | 180
8574 | 60 | 170 | 180
8575 | 60 | 170 | 180
8576 | 60 | 170 | 180
8577 | 60 | 170 | 180
8578 | 60 | 170 | 180
8579 | 60 | 170 | 180
8580 | 60 | 170 | 180
8581 | 60 | 170 | 180
8582 | 60 | 170 | 180
8583 | 60 | 170 | 180
8584 | 60 | 170 | 180
8585 | 60 | 170 | 180
8586 | 60 | 170 | 180
8587 | 60 | 170 | 180
8588 | 60 | 170 | 180
8589 | 60 | 170 | 180
8590 | 60 | 170 | 180
8591 | 60 | 170 | 180
8592 | 60 | 170 | 180
8593 | 60 | 170 | 180
8594 | 60 | 170 | 180
8595 | 60 | 170 | 180
8596 | 60 | 170 | 180
8597 | 60 | 170 | 180
8598 | 60 | 170 | 180
8599 | 60 | 170 | 180
8600 | 60 | 170 | 180
8601 | 60 | 170 | 180
8602 | 60 | 170 | 180
8603 | 60 | 170 | 180
8604 | 60 | 170 | 180
8605 | 60 | 170 | 180
8606 | 60 | 170 | 180
8607 | 60 | 170 | 180
8608 | 60 | 170 | 180
8609 | 60 | 170 | 180
8610 | 60 | 170 | 180
8611 | 60 | 170 | 180
8612 | 60 | 170 | 180
8613 | 60 | 170 | 180
8614 | 60 | 170 | 180
8615 | 60 | 170 | 180
8616 | 60 | 170 | 180
8617 | 60 | 170 | 180
8618 | 60 | 170 | 180
8619 | 60 | 170 | 180
8620 | 60 | 170 | 180
8621 | 60 | 170 | 180
8622 | 60 | 170 | 180
8623 | 60 | 170 | 180
8624 | 60 | 170 | 180
8625 | 60 | 170 | 180
8626 | 60 | 170 | 180
8627 | 60 | 170 | 180
8628 | 60 | 170 | 180
8629 | 60 | 170 | 180
8630 | 60 | 170 | 180
8631 | 60 | 170 | 180
8632 | 60 | 170 | 180
8633 | 60 | 170 | 180
8634 | 60 | 170 | 180
8635 | 60 | 170 | 180
8636 | 60 | 170 | 180
8637 | 60 | 170 | 180
8638 | 60 | 170 | 180
8639 | 60 | 170 | 180
8640 | 60 | 170 | 180
8641 | 60 | 170 | 180
8642 | 60 | 170 | 180
8643 | 60 | 170 | 180
8644 | 60 | 170 | 180
8645 | 60 | 170 | 180
8646 | 60 | 170 | 180
8647 | 60 | 170 | 180
8648 | 60 | 170 | 180
8649 | 60 | 170 | 180
8650 | 60 | 170 | 180
8651 | 60 | 170 | 180
8652 | 60 | 170 | 180
8653 | 60 | 170 | 180
8654 | 60 | 170 | 180
8655 | 60 | 170 | 180
8656 | 60 | 170 | 180
8657 | 60 | 170 | 180
8658 | 60 | 170 | 180
8659 | 60 | 170 | 180
8660 | 60 | 170 | 180
8661 | 60 | 170 | 180
8662 | 60 | 170 | 180
8663 | 60 | 170 | 180
8664 | 60 | 170 | 180
8665 | 60 | 170 | 180
8666 | 60 | 170 | 180
8667 | 60 | 170 | 180
8668 | 60 | 170 | 180
8669 | 60 | 170 | 180
8670 | 60 | 170 | 180
8671 | 60 | 170 | 180
8672 | 60 | 170 | 180
8673 | 60 | 170 | 180
8674 | 60 | 170 | 180
8675 | 60 | 170 | 180
8676 | 60 | 170 | 180
8677 | 60 | 170 | 180
8678 | 60 | 170 | 180
8679 | 60 | 170 | 180
8680 | 60 | 170 | 180
8681 | 60 | 170 | 180
8682 | 60 | 170 | 180
8683 | 60 | 170 | 180
8684 | 60 | 170 | 180
8685 | 60 | 170 | 180
8686 | 60 | 170 | 180
8687 | 60 | 170 | 180
8688 | 60 | 170 | 180
8689 | 60 | 170 | 180
8690 | 60 | 170 | 180
8691 | 60 | 170 | 180
8692 | 60 | 170 | 180
8693 | 60 | 170 | 180
8694 | 60 | 170 | 180
8695 | 60 | 170 | 180
8696 | 60 | 170 | 180
8697 | 60 | 170 | 180
8698 | 60 | 170 | 180
8699 | 60 | 170 | 180
8700 | 60 | 170 | 180
8701 | 60 | 170 | 180
8702 | 60 | 170 | 180
8703 | 60 | 170 | 180
8704 | 60 | 170 | 180
8705 | 60 | 170 | 180
8706 | 60 | 170 | 180
8707 | 60 | 170 | 180
8708 | 60 | 170 | 180
8709 | 60 | 170 | 180
8710 | 60 | 170 | 180
8711 | 60 | 170 | 180
8712 | 60 | 170 | 180
8713 | 60 | 170 | 180
8714 | 60 | 170 | 180
8715 | 60 | 170 | 180
8716 | 60 | 170 | 180
8717 | 60 | 170 | 180
8718 | 60 | 170 | 180
8719 | 60 | 170 | 180
8720 | 60 | 170 | 180
8721 | 60 | 170 | 180
8722 | 60 | 170 | 180
8723 | 60 | 170 | 180
8724 | 60 | 170 | 180
8725 | 60 | 170 | 180
8726 | 60 | 170 | 180
8727 | 60 | 170 | 180
8728 | 60 | 170 | 180
8729 | 60 | 170 | 180
8730 | 60 | 170 | 180
8731 | 60 | 170 | 180
8732 | 60 | 170 | 180
8733 | 60 | 170 | 180
8734 | 60 | 170 | 180
8735 | 60 | 170 | 180
8736 | 60 | 170 | 180
8737 | 60 | 170 | 180
8738 | 60 | 170 | 180
8739 | 60 | 170 | 180
8740 | 60 | 170 | 180
8741 | 60 | 170 | 180
8742 | 60 | 170 | 180
8743 | 60 | 170 | 180
8744 | 60 | 170 | 180
8745 | 60 | 170 | 180
8746 | 60 | 170 | 180
8747 | 60 | 170 | 180
8748 | 60 | 170 | 180
8749 | 60 | 170 | 180
8750 | 60 | 170 | 180
8751 | 60 | 170 | 180
8752 | 60 | 170 | 180
8753 | 60 | 170 | 180
8754 | 60 | 170 | 180
8755 | 60 | 170 | 180
8756 | 60 | 170 | 180
8757 | 60 | 170 | 180
8758 | 60 | 170 | 180
8759 | 60 | 170 | 180
8760 | 60 | 170 | 180

## TimeVarEff
t
0
1
2
3
4
5
6
7
8
9
10
11
12
13
14
15
16
17
18
19
20
21
22
23
24
25
26
27
28
29
30
31
32
33
34
35
36
37
38
39
40
41
42
43
44
45
46
47
48
49
50
51
52
53
54
55
56
57
58
59
60
61
62
63
64
65
66
67
68
69
70
71
72
73
74
75
76
77
78
79
80
81
82
83
84
85
86
87
88
89
90
91
92
93
94
95
96
97
98
99
100
101
102
103
104
105
106
107
108
109
110
111
112
113
114
115
116
117
118
119
120
121
122
123
124
125
126
127
128
129
130
131
132
133
134
135
136
137
138
139
140
141
142
143
144
145
146
147
148
149
150
151
152
153
154
155
156
157
158
159
160
161
162
163
164
165
166
167
168
169
170
171
172
173
174
175
176
177
178
179
180
181
182
183
184
185
186
187
188
189
190
191
192
193
194
195
196
197
198
199
200
201
202
203
204
205
206
207
208
209
210
211
212
213
214
215
216
217
218
219
220
221
222
223
224
225
226
227
228
229
230
231
232
233
234
235
236
237
238
239
240
241
242
243
244
245
246
247
248
249
250
251
252
253
254
255
256
257
258
259
260
261
262
263
264
265
266
267
268
269
270
271
272
273
274
275
276
277
278
279
280
281
282
283
284
285
286
287
288
289
290
291
292
293
294
295
296
297
298
299
300
301
302
303
304
305
306
307
308
309
310
311
312
313
314
315
316
317
318
319
320
321
322
323
324
325
326
327
328
329
330
331
332
333
334
335
336
337
338
339
340
341
342
343
344
345
346
347
348
349
350
351
352
353
354
355
356
357
358
359
360
361
362
363
364
365
366
367
368
369
370
371
372
373
374
375
376
377
378
379
380
381
382
383
384
385
386
387
388
389
390
391
392
393
394
395
396
397
398
399
400
401
402
403
404
405
406
407
408
409
410
411
412
413
414
415
416
417
418
419
420
421
422
423
424
425
426
427
428
429
430
431
432
433
434
435
436
437
438
439
440
441
442
443
444
445
446
447
448
449
450
451
452
453
454
455
456
457
458
459
460
461
462
463
464
465
466
467
468
469
470
471
472
473
474
475
476
477
478
479
480
481
482
483
484
485
486
487
488
489
490
491
492
493
494
495
496
497
498
499
500
501
502
503
504
505
506
507
508
509
510
511
512
513
514
515
516
517
518
519
520
521
522
523
524
525
526
527
528
529
530
531
532
533
534
535
536
537
538
539
540
541
542
543
544
545
546
547
548
549
550
551
552
553
554
555
556
557
558
559
560
561
562
563
564
565
566
567
568
569
570
571
572
573
574
575
576
577
578
579
580
581
582
583
584
585
586
587
588
589
590
591
592
593
594
595
596
597
598
599
600
601
602
603
604
605
606
607
608
609
610
611
612
613
614
615
616
617
618
619
620
621
622
623
624
625
626
627
628
629
630
631
632
633
634
635
636
637
638
639
640
641
642
643
644
645
646
647
648
649
650
651
652
653
654
655
656
657
658
659
660
661
662
663
664
665
666
667
668
669
670
671
672
673
674
675
676
677
678
679
680
681
682
683
684
685
686
687
688
689
690
691
692
693
694
695
696
697
698
699
700
701
702
703
704
705
706
707
708
709
710
711
712
713
714
715
716
717
718
719
720
721
722
723
724
725
726
727
728
729
730
731
732
733
734
735
736
737
738
739
740
741
742
743
744
745
746
747
748
749
750
751
752
753
754
755
756
757
758
759
760
761
762
763
764
765
766
767
768
769
770
771
772
773
774
775
776
777
778
779
780
781
782
783
784
785
786
787
788
789
790
791
792
793
794
795
796
797
798
799
800
801
802
803
804
805
806
807
808
809
810
811
812
813
814
815
816
817
818
819
820
821
822
823
824
825
826
827
828
829
830
831
832
833
834
835
836
837
838
839
840
841
842
843
844
845
846
847
848
849
850
851
852
853
854
855
856
857
858
859
860
861
862
863
864
865
866
867
868
869
870
871
872
873
874
875
876
877
878
879
880
881
882
883
884
885
886
887
888
889
890
891
892
893
894
895
896
897
898
899
900
901
902
903
904
905
906
907
908
909
910
911
912
913
914
915
916
917
918
919
920
921
922
923
924
925
926
927
928
929
930
931
932
933
934
935
936
937
938
939
940
941
942
943
944
945
946
947
948
949
950
951
952
953
954
955
956
957
958
959
960
961
962
963
964
965
966
967
968
969
970
971
972
973
974
975
976
977
978
979
980
981
982
983
984
985
986
987
988
989
990
991
992
993
994
995
996
997
998
999
1000
1001
1002
1003
1004
1005
1006
1007
1008
1009
1010
1011
1012
1013
1014
1015
1016
1017
1018
1019
1020
1021
1022
1023
1024
1025
1026
1027
1028
1029
1030
1031
1032
1033
1034
1035
1036
1037
1038
1039
1040
1041
1042
1043
1044
1045
1046
1047
1048
1049
1050
1051
1052
1053
1054
1055
1056
1057
1058
1059
1060
1061
1062
1063
1064
1065
1066
1067
1068
1069
1070
1071
1072
1073
1074
1075
1076
1077
1078
1079
1080
1081
1082
1083
1084
1085
1086
1087
1088
1089
1090
1091
1092
1093
1094
1095
1096
1097
1098
1099
1100
1101
1102
1103
1104
1105
1106
1107
1108
1109
1110
1111
1112
1113
1114
1115
1116
1117
1118
1119
1120
1121
1122
1123
1124
1125
1126
1127
1128
1129
1130
1131
1132
1133
1134
1135
1136
1137
1138
1139
1140
1141
1142
1143
1144
1145
1146
1147
1148
1149
1150
1151
1152
1153
1154
1155
1156
1157
1158
1159
1160
1161
1162
1163
1164
1165
1166
1167
1168
1169
1170
1171
1172
1173
1174
1175
1176
1177
1178
1179
1180
1181
1182
1183
1184
1185
1186
1187
1188
1189
1190
1191
1192
1193
1194
1195
1196
1197
1198
1199
1200
1201
1202
1203
1204
1205
1206
1207
1208
1209
1210
1211
1212
1213
1214
1215
1216
1217
1218
1219
1220
1221
1222
1223
1224
1225
1226
1227
1228
1229
1230
1231
1232
1233
1234
1235
1236
1237
1238
1239
1240
1241
1242
1243
1244
1245
1246
1247
1248
1249
1250
1251
1252
1253
1254
1255
1256
1257
1258
1259
1260
1261
1262
1263
1264
1265
1266
1267
1268
1269
1270
1271
1272
1273
1274
1275
1276
1277
1278
1279
1280
1281
1282
1283
1284
1285
1286
1287
1288
1289
1290
1291
1292
1293
1294
1295
1296
1297
1298
1299
1300
1301
1302
1303
1304
1305
1306
1307
1308
1309
1310
1311
1312
1313
1314
1315
1316
1317
1318
1319
1320
1321
1322
1323
1324
1325
1326
1327
1328
1329
1330
1331
1332
1333
1334
1335
1336
1337
1338
1339
1340
1341
1342
1343
1344
1345
1346
1347
1348
1349
1350
1351
1352
1353
1354
1355
1356
1357
1358
1359
1360
1361
1362
1363
1364
1365
1366
1367
1368
1369
1370
1371
1372
1373
1374
1375
1376
1377
1378
1379
1380
1381
1382
1383
1384
1385
1386
1387
1388
1389
1390
1391
1392
1393
1394
1395
1396
1397
1398
1399
1400
1401
1402
1403
1404
1405
1406
1407
1408
1409
1410
1411
1412
1413
1414
1415
1416
1417
1418
1419
1420
1421
1422
1423
1424
1425
1426
1427
1428
1429
1430
1431
1432
1433
1434
1435
1436
1437
1438
1439
1440
1441
1442
1443
1444
1445
1446
1447
1448
1449
1450
1451
1452
1453
1454
1455
1456
1457
1458
1459
1460
1461
1462
1463
1464
1465
1466
1467
1468
1469
1470
1471
1472
1473
1474
1475
1476
1477
1478
1479
1480
1481
1482
1483
1484
1485
1486
1487
1488
1489
1490
1491
1492
1493
1494
1495
1496
1497
1498
1499
1500
1501
1502
1503
1504
1505
1506
1507
1508
1509
1510
1511
1512
1513
1514
1515
1516
1517
1518
1519
1520
1521
1522
1523
1524
1525
1526
1527
1528
1529
1530
1531
1532
1533
1534
1535
1536
1537
1538
1539
1540
1541
1542
1543
1544
1545
1546
1547
1548
1549
1550
1551
1552
1553
1554
1555
1556
1557
1558
1559
1560
1561
1562
1563
1564
1565
1566
1567
1568
1569
1570
1571
1572
1573
1574
1575
1576
1577
1578
1579
1580
1581
1582
1583
1584
1585
1586
1587
1588
1589
1590
1591
1592
1593
1594
1595
1596
1597
1598
1599
1600
1601
1602
1603
1604
1605
1606
1607
1608
1609
1610
1611
1612
1613
1614
1615
1616
1617
1618
1619
1620
1621
1622
1623
1624
1625
1626
1627
1628
1629
1630
1631
1632
1633
1634
1635
1636
1637
1638
1639
1640
1641
1642
1643
1644
1645
1646
1647
1648
1649
1650
1651
1652
1653
1654
1655
1656
1657
1658
1659
1660
1661
1662
1663
1664
1665
1666
1667
1668
1669
1670
1671
1672
1673
1674
1675
1676
1677
1678
1679
1680
1681
1682
1683
1684
1685
1686
1687
1688
1689
1690
1691
1692
1693
1694
1695
1696
1697
1698
1699
1700
1701
1702
1703
1704
1705
1706
1707
1708
1709
1710
1711
1712
1713
1714
1715
1716
1717
1718
1719
1720
1721
1722
1723
1724
1725
1726
1727
1728
1729
1730
1731
1732
1733
1734
1735
1736
1737
1738
1739
1740
1741
1742
1743
1744
1745
1746
1747
1748
1749
1750
1751
1752
1753
1754
1755
1756
1757
1758
1759
1760
1761
1762
1763
1764
1765
1766
1767
1768
1769
1770
1771
1772
1773
1774
1775
1776
1777
1778
1779
1780
1781
1782
1783
1784
1785
1786
1787
1788
1789
1790
1791
1792
1793
1794
1795
1796
1797
1798
1799
1800
1801
1802
1803
1804
1805
1806
1807
1808
1809
1810
1811
1812
1813
1814
1815
1816
1817
1818
1819
1820
1821
1822
1823
1824
1825
1826
1827
1828
1829
1830
1831
1832
1833
1834
1835
1836
1837
1838
1839
1840
1841
1842
1843
1844
1845
1846
1847
1848
1849
1850
1851
1852
1853
1854
1855
1856
1857
1858
1859
1860
1861
1862
1863
1864
1865
1866
1867
1868
1869
1870
1871
1872
1873
1874
1875
1876
1877
1878
1879
1880
1881
1882
1883
1884
1885
1886
1887
1888
1889
1890
1891
1892
1893
1894
1895
1896
1897
1898
1899
1900
1901
1902
1903
1904
1905
1906
1907
1908
1909
1910
1911
1912
1913
1914
1915
1916
1917
1918
1919
1920
1921
1922
1923
1924
1925
1926
1927
1928
1929
1930
1931
1932
1933
1934
1935
1936
1937
1938
1939
1940
1941
1942
1943
1944
1945
1946
1947
1948
1949
1950
1951
1952
1953
1954
1955
1956
1957
1958
1959
1960
1961
1962
1963
1964
1965
1966
1967
1968
1969
1970
1971
1972
1973
1974
1975
1976
1977
1978
1979
1980
1981
1982
1983
1984
1985
1986
1987
1988
1989
1990
1991
1992
1993
1994
1995
1996
1997
1998
1999
2000
2001
2002
2003
2004
2005
2006
2007
2008
2009
2010
2011
2012
2013
2014
2015
2016
2017
2018
2019
2020
2021
2022
2023
2024
2025
2026
2027
2028
2029
2030
2031
2032
2033
2034
2035
2036
2037
2038
2039
2040
2041
2042
2043
2044
2045
2046
2047
2048
2049
2050
2051
2052
2053
2054
2055
2056
2057
2058
2059
2060
2061
2062
2063
2064
2065
2066
2067
2068
2069
2070
2071
2072
2073
2074
2075
2076
2077
2078
2079
2080
2081
2082
2083
2084
2085
2086
2087
2088
2089
2090
2091
2092
2093
2094
2095
2096
2097
2098
2099
2100
2101
2102
2103
2104
2105
2106
2107
2108
2109
2110
2111
2112
2113
2114
2115
2116
2117
2118
2119
2120
2121
2122
2123
2124
2125
2126
2127
2128
2129
2130
2131
2132
2133
2134
2135
2136
2137
2138
2139
2140
2141
2142
2143
2144
2145
2146
2147
2148
2149
2150
2151
2152
2153
2154
2155
2156
2157
2158
2159
2160
2161
2162
2163
2164
2165
2166
2167
2168
2169
2170
2171
2172
2173
2174
2175
2176
2177
2178
2179
2180
2181
2182
2183
2184
2185
2186
2187
2188
2189
2190
2191
2192
2193
2194
2195
2196
2197
2198
2199
2200
2201
2202
2203
2204
2205
2206
2207
2208
2209
2210
2211
2212
2213
2214
2215
2216
2217
2218
2219
2220
2221
2222
2223
2224
2225
2226
2227
2228
2229
2230
2231
2232
2233
2234
2235
2236
2237
2238
2239
2240
2241
2242
2243
2244
2245
2246
2247
2248
2249
2250
2251
2252
2253
2254
2255
2256
2257
2258
2259
2260
2261
2262
2263
2264
2265
2266
2267
2268
2269
2270
2271
2272
2273
2274
2275
2276
2277
2278
2279
2280
2281
2282
2283
2284
2285
2286
2287
2288
2289
2290
2291
2292
2293
2294
2295
2296
2297
2298
2299
2300
2301
2302
2303
2304
2305
2306
2307
2308
2309
2310
2311
2312
2313
2314
2315
2316
2317
2318
2319
2320
2321
2322
2323
2324
2325
2326
2327
2328
2329
2330
2331
2332
2333
2334
2335
2336
2337
2338
2339
2340
2341
2342
2343
2344
2345
2346
2347
2348
2349
2350
2351
2352
2353
2354
2355
2356
2357
2358
2359
2360
2361
2362
2363
2364
2365
2366
2367
2368
2369
2370
2371
2372
2373
2374
2375
2376
2377
2378
2379
2380
2381
2382
2383
2384
2385
2386
2387
2388
2389
2390
2391
2392
2393
2394
2395
2396
2397
2398
2399
2400
2401
2402
2403
2404
2405
2406
2407
2408
2409
2410
2411
2412
2413
2414
2415
2416
2417
2418
2419
2420
2421
2422
2423
2424
2425
2426
2427
2428
2429
2430
2431
2432
2433
2434
2435
2436
2437
2438
2439
2440
2441
2442
2443
2444
2445
2446
2447
2448
2449
2450
2451
2452
2453
2454
2455
2456
2457
2458
2459
2460
2461
2462
2463
2464
2465
2466
2467
2468
2469
2470
2471
2472
2473
2474
2475
2476
2477
2478
2479
2480
2481
2482
2483
2484
2485
2486
2487
2488
2489
2490
2491
2492
2493
2494
2495
2496
2497
2498
2499
2500
2501
2502
2503
2504
2505
2506
2507
2508
2509
2510
2511
2512
2513
2514
2515
2516
2517
2518
2519
2520
2521
2522
2523
2524
2525
2526
2527
2528
2529
2530
2531
2532
2533
2534
2535
2536
2537
2538
2539
2540
2541
2542
2543
2544
2545
2546
2547
2548
2549
2550
2551
2552
2553
2554
2555
2556
2557
2558
2559
2560
2561
2562
2563
2564
2565
2566
2567
2568
2569
2570
2571
2572
2573
2574
2575
2576
2577
2578
2579
2580
2581
2582
2583
2584
2585
2586
2587
2588
2589
2590
2591
2592
2593
2594
2595
2596
2597
2598
2599
2600
2601
2602
2603
2604
2605
2606
2607
2608
2609
2610
2611
2612
2613
2614
2615
2616
2617
2618
2619
2620
2621
2622
2623
2624
2625
2626
2627
2628
2629
2630
2631
2632
2633
2634
2635
2636
2637
2638
2639
2640
2641
2642
2643
2644
2645
2646
2647
2648
2649
2650
2651
2652
2653
2654
2655
2656
2657
2658
2659
2660
2661
2662
2663
2664
2665
2666
2667
2668
2669
2670
2671
2672
2673
2674
2675
2676
2677
2678
2679
2680
2681
2682
2683
2684
2685
2686
2687
2688
2689
2690
2691
2692
2693
2694
2695
2696
2697
2698
2699
2700
2701
2702
2703
2704
2705
2706
2707
2708
2709
2710
2711
2712
2713
2714
2715
2716
2717
2718
2719
2720
2721
2722
2723
2724
2725
2726
2727
2728
2729
2730
2731
2732
2733
2734
2735
2736
2737
2738
2739
2740
2741
2742
2743
2744
2745
2746
2747
2748
2749
2750
2751
2752
2753
2754
2755
2756
2757
2758
2759
2760
2761
2762
2763
2764
2765
2766
2767
2768
2769
2770
2771
2772
2773
2774
2775
2776
2777
2778
2779
2780
2781
2782
2783
2784
2785
2786
2787
2788
2789
2790
2791
2792
2793
2794
2795
2796
2797
2798
2799
2800
2801
2802
2803
2804
2805
2806
2807
2808
2809
2810
2811
2812
2813
2814
2815
2816
2817
2818
2819
2820
2821
2822
2823
2824
2825
2826
2827
2828
2829
2830
2831
2832
2833
2834
2835
2836
2837
2838
2839
2840
2841
2842
2843
2844
2845
2846
2847
2848
2849
2850
2851
2852
2853
2854
2855
2856
2857
2858
2859
2860
2861
2862
2863
2864
2865
2866
2867
2868
2869
2870
2871
2872
2873
2874
2875
2876
2877
2878
2879
2880
2881
2882
2883
2884
2885
2886
2887
2888
2889
2890
2891
2892
2893
2894
2895
2896
2897
2898
2899
2900
2901
2902
2903
2904
2905
2906
2907
2908
2909
2910
2911
2912
2913
2914
2915
2916
2917
2918
2919
2920
2921
2922
2923
2924
2925
2926
2927
2928
2929
2930
2931
2932
2933
2934
2935
2936
2937
2938
2939
2940
2941
2942
2943
2944
2945
2946
2947
2948
2949
2950
2951
2952
2953
2954
2955
2956
2957
2958
2959
2960
2961
2962
2963
2964
2965
2966
2967
2968
2969
2970
2971
2972
2973
2974
2975
2976
2977
2978
2979
2980
2981
2982
2983
2984
2985
2986
2987
2988
2989
2990
2991
2992
2993
2994
2995
2996
2997
2998
2999
3000
3001
3002
3003
3004
3005
3006
3007
3008
3009
3010
3011
3012
3013
3014
3015
3016
3017
3018
3019
3020
3021
3022
3023
3024
3025
3026
3027
3028
3029
3030
3031
3032
3033
3034
3035
3036
3037
3038
3039
3040
3041
3042
3043
3044
3045
3046
3047
3048
3049
3050
3051
3052
3053
3054
3055
3056
3057
3058
3059
3060
3061
3062
3063
3064
3065
3066
3067
3068
3069
3070
3071
3072
3073
3074
3075
3076
3077
3078
3079
3080
3081
3082
3083
3084
3085
3086
3087
3088
3089
3090
3091
3092
3093
3094
3095
3096
3097
3098
3099
3100
3101
3102
3103
3104
3105
3106
3107
3108
3109
3110
3111
3112
3113
3114
3115
3116
3117
3118
3119
3120
3121
3122
3123
3124
3125
3126
3127
3128
3129
3130
3131
3132
3133
3134
3135
3136
3137
3138
3139
3140
3141
3142
3143
3144
3145
3146
3147
3148
3149
3150
3151
3152
3153
3154
3155
3156
3157
3158
3159
3160
3161
3162
3163
3164
3165
3166
3167
3168
3169
3170
3171
3172
3173
3174
3175
3176
3177
3178
3179
3180
3181
3182
3183
3184
3185
3186
3187
3188
3189
3190
3191
3192
3193
3194
3195
3196
3197
3198
3199
3200
3201
3202
3203
3204
3205
3206
3207
3208
3209
3210
3211
3212
3213
3214
3215
3216
3217
3218
3219
3220
3221
3222
3223
3224
3225
3226
3227
3228
3229
3230
3231
3232
3233
3234
3235
3236
3237
3238
3239
3240
3241
3242
3243
3244
3245
3246
3247
3248
3249
3250
3251
3252
3253
3254
3255
3256
3257
3258
3259
3260
3261
3262
3263
3264
3265
3266
3267
3268
3269
3270
3271
3272
3273
3274
3275
3276
3277
3278
3279
3280
3281
3282
3283
3284
3285
3286
3287
3288
3289
3290
3291
3292
3293
3294
3295
3296
3297
3298
3299
3300
3301
3302
3303
3304
3305
3306
3307
3308
3309
3310
3311
3312
3313
3314
3315
3316
3317
3318
3319
3320
3321
3322
3323
3324
3325
3326
3327
3328
3329
3330
3331
3332
3333
3334
3335
3336
3337
3338
3339
3340
3341
3342
3343
3344
3345
3346
3347
3348
3349
3350
3351
3352
3353
3354
3355
3356
3357
3358
3359
3360
3361
3362
3363
3364
3365
3366
3367
3368
3369
3370
3371
3372
3373
3374
3375
3376
3377
3378
3379
3380
3381
3382
3383
3384
3385
3386
3387
3388
3389
3390
3391
3392
3393
3394
3395
3396
3397
3398
3399
3400
3401
3402
3403
3404
3405
3406
3407
3408
3409
3410
3411
3412
3413
3414
3415
3416
3417
3418
3419
3420
3421
3422
3423
3424
3425
3426
3427
3428
3429
3430
3431
3432
3433
3434
3435
3436
3437
3438
3439
3440
3441
3442
3443
3444
3445
3446
3447
3448
3449
3450
3451
3452
3453
3454
3455
3456
3457
3458
3459
3460
3461
3462
3463
3464
3465
3466
3467
3468
3469
3470
3471
3472
3473
3474
3475
3476
3477
3478
3479
3480
3481
3482
3483
3484
3485
3486
3487
3488
3489
3490
3491
3492
3493
3494
3495
3496
3497
3498
3499
3500
3501
3502
3503
3504
3505
3506
3507
3508
3509
3510
3511
3512
3513
3514
3515
3516
3517
3518
3519
3520
3521
3522
3523
3524
3525
3526
3527
3528
3529
3530
3531
3532
3533
3534
3535
3536
3537
3538
3539
3540
3541
3542
3543
3544
3545
3546
3547
3548
3549
3550
3551
3552
3553
3554
3555
3556
3557
3558
3559
3560
3561
3562
3563
3564
3565
3566
3567
3568
3569
3570
3571
3572
3573
3574
3575
3576
3577
3578
3579
3580
3581
3582
3583
3584
3585
3586
3587
3588
3589
3590
3591
3592
3593
3594
3595
3596
3597
3598
3599
3600
3601
3602
3603
3604
3605
3606
3607
3608
3609
3610
3611
3612
3613
3614
3615
3616
3617
3618
3619
3620
3621
3622
3623
3624
3625
3626
3627
3628
3629
3630
3631
3632
3633
3634
3635
3636
3637
3638
3639
3640
3641
3642
3643
3644
3645
3646
3647
3648
3649
3650
3651
3652
3653
3654
3655
3656
3657
3658
3659
3660
3661
3662
3663
3664
3665
3666
3667
3668
3669
3670
3671
3672
3673
3674
3675
3676
3677
3678
3679
3680
3681
3682
3683
3684
3685
3686
3687
3688
3689
3690
3691
3692
3693
3694
3695
3696
3697
3698
3699
3700
3701
3702
3703
3704
3705
3706
3707
3708
3709
3710
3711
3712
3713
3714
3715
3716
3717
3718
3719
3720
3721
3722
3723
3724
3725
3726
3727
3728
3729
3730
3731
3732
3733
3734
3735
3736
3737
3738
3739
3740
3741
3742
3743
3744
3745
3746
3747
3748
3749
3750
3751
3752
3753
3754
3755
3756
3757
3758
3759
3760
3761
3762
3763
3764
3765
3766
3767
3768
3769
3770
3771
3772
3773
3774
3775
3776
3777
3778
3779
3780
3781
3782
3783
3784
3785
3786
3787
3788
3789
3790
3791
3792
3793
3794
3795
3796
3797
3798
3799
3800
3801
3802
3803
3804
3805
3806
3807
3808
3809
3810
3811
3812
3813
3814
3815
3816
3817
3818
3819
3820
3821
3822
3823
3824
3825
3826
3827
3828
3829
3830
3831
3832
3833
3834
3835
3836
3837
3838
3839
3840
3841
3842
3843
3844
3845
3846
3847
3848
3849
3850
3851
3852
3853
3854
3855
3856
3857
3858
3859
3860
3861
3862
3863
3864
3865
3866
3867
3868
3869
3870
3871
3872
3873
3874
3875
3876
3877
3878
3879
3880
3881
3882
3883
3884
3885
3886
3887
3888
3889
3890
3891
3892
3893
3894
3895
3896
3897
3898
3899
3900
3901
3902
3903
3904
3905
3906
3907
3908
3909
3910
3911
3912
3913
3914
3915
3916
3917
3918
3919
3920
3921
3922
3923
3924
3925
3926
3927
3928
3929
3930
3931
3932
3933
3934
3935
3936
3937
3938
3939
3940
3941
3942
3943
3944
3945
3946
3947
3948
3949
3950
3951
3952
3953
3954
3955
3956
3957
3958
3959
3960
3961
3962
3963
3964
3965
3966
3967
3968
3969
3970
3971
3972
3973
3974
3975
3976
3977
3978
3979
3980
3981
3982
3983
3984
3985
3986
3987
3988
3989
3990
3991
3992
3993
3994
3995
3996
3997
3998
3999
4000
4001
4002
4003
4004
4005
4006
4007
4008
4009
4010
4011
4012
4013
4014
4015
4016
4017
4018
4019
4020
4021
4022
4023
4024
4025
4026
4027
4028
4029
4030
4031
4032
4033
4034
4035
4036
4037
4038
4039
4040
4041
4042
4043
4044
4045
4046
4047
4048
4049
4050
4051
4052
4053
4054
4055
4056
4057
4058
4059
4060
4061
4062
4063
4064
4065
4066
4067
4068
4069
4070
4071
4072
4073
4074
4075
4076
4077
4078
4079
4080
4081
4082
4083
4084
4085
4086
4087
4088
4089
4090
4091
4092
4093
4094
4095
4096
4097
4098
4099
4100
4101
4102
4103
4104
4105
4106
4107
4108
4109
4110
4111
4112
4113
4114
4115
4116
4117
4118
4119
4120
4121
4122
4123
4124
4125
4126
4127
4128
4129
4130
4131
4132
4133
4134
4135
4136
4137
4138
4139
4140
4141
4142
4143
4144
4145
4146
4147
4148
4149
4150
4151
4152
4153
4154
4155
4156
4157
4158
4159
4160
4161
4162
4163
4164
4165
4166
4167
4168
4169
4170
4171
4172
4173
4174
4175
4176
4177
4178
4179
4180
4181
4182
4183
4184
4185
4186
4187
4188
4189
4190
4191
4192
4193
4194
4195
4196
4197
4198
4199
4200
4201
4202
4203
4204
4205
4206
4207
4208
4209
4210
4211
4212
4213
4214
4215
4216
4217
4218
4219
4220
4221
4222
4223
4224
4225
4226
4227
4228
4229
4230
4231
4232
4233
4234
4235
4236
4237
4238
4239
4240
4241
4242
4243
4244
4245
4246
4247
4248
4249
4250
4251
4252
4253
4254
4255
4256
4257
4258
4259
4260
4261
4262
4263
4264
4265
4266
4267
4268
4269
4270
4271
4272
4273
4274
4275
4276
4277
4278
4279
4280
4281
4282
4283
4284
4285
4286
4287
4288
4289
4290
4291
4292
4293
4294
4295
4296
4297
4298
4299
4300
4301
4302
4303
4304
4305
4306
4307
4308
4309
4310
4311
4312
4313
4314
4315
4316
4317
4318
4319
4320
4321
4322
4323
4324
4325
4326
4327
4328
4329
4330
4331
4332
4333
4334
4335
4336
4337
4338
4339
4340
4341
4342
4343
4344
4345
4346
4347
4348
4349
4350
4351
4352
4353
4354
4355
4356
4357
4358
4359
4360
4361
4362
4363
4364
4365
4366
4367
4368
4369
4370
4371
4372
4373
4374
4375
4376
4377
4378
4379
4380
4381
4382
4383
4384
4385
4386
4387
4388
4389
4390
4391
4392
4393
4394
4395
4396
4397
4398
4399
4400
4401
4402
4403
4404
4405
4406
4407
4408
4409
4410
4411
4412
4413
4414
4415
4416
4417
4418
4419
4420
4421
4422
4423
4424
4425
4426
4427
4428
4429
4430
4431
4432
4433
4434
4435
4436
4437
4438
4439
4440
4441
4442
4443
4444
4445
4446
4447
4448
4449
4450
4451
4452
4453
4454
4455
4456
4457
4458
4459
4460
4461
4462
4463
4464
4465
4466
4467
4468
4469
4470
4471
4472
4473
4474
4475
4476
4477
4478
4479
4480
4481
4482
4483
4484
4485
4486
4487
4488
4489
4490
4491
4492
4493
4494
4495
4496
4497
4498
4499
4500
4501
4502
4503
4504
4505
4506
4507
4508
4509
4510
4511
4512
4513
4514
4515
4516
4517
4518
4519
4520
4521
4522
4523
4524
4525
4526
4527
4528
4529
4530
4531
4532
4533
4534
4535
4536
4537
4538
4539
4540
4541
4542
4543
4544
4545
4546
4547
4548
4549
4550
4551
4552
4553
4554
4555
4556
4557
4558
4559
4560
4561
4562
4563
4564
4565
4566
4567
4568
4569
4570
4571
4572
4573
4574
4575
4576
4577
4578
4579
4580
4581
4582
4583
4584
4585
4586
4587
4588
4589
4590
4591
4592
4593
4594
4595
4596
4597
4598
4599
4600
4601
4602
4603
4604
4605
4606
4607
4608
4609
4610
4611
4612
4613
4614
4615
4616
4617
4618
4619
4620
4621
4622
4623
4624
4625
4626
4627
4628
4629
4630
4631
4632
4633
4634
4635
4636
4637
4638
4639
4640
4641
4642
4643
4644
4645
4646
4647
4648
4649
4650
4651
4652
4653
4654
4655
4656
4657
4658
4659
4660
4661
4662
4663
4664
4665
4666
4667
4668
4669
4670
4671
4672
4673
4674
4675
4676
4677
4678
4679
4680
4681
4682
4683
4684
4685
4686
4687
4688
4689
4690
4691
4692
4693
4694
4695
4696
4697
4698
4699
4700
4701
4702
4703
4704
4705
4706
4707
4708
4709
4710
4711
4712
4713
4714
4715
4716
4717
4718
4719
4720
4721
4722
4723
4724
4725
4726
4727
4728
4729
4730
4731
4732
4733
4734
4735
4736
4737
4738
4739
4740
4741
4742
4743
4744
4745
4746
4747
4748
4749
4750
4751
4752
4753
4754
4755
4756
4757
4758
4759
4760
4761
4762
4763
4764
4765
4766
4767
4768
4769
4770
4771
4772
4773
4774
4775
4776
4777
4778
4779
4780
4781
4782
4783
4784
4785
4786
4787
4788
4789
4790
4791
4792
4793
4794
4795
4796
4797
4798
4799
4800
4801
4802
4803
4804
4805
4806
4807
4808
4809
4810
4811
4812
4813
4814
4815
4816
4817
4818
4819
4820
4821
4822
4823
4824
4825
4826
4827
4828
4829
4830
4831
4832
4833
4834
4835
4836
4837
4838
4839
4840
4841
4842
4843
4844
4845
4846
4847
4848
4849
4850
4851
4852
4853
4854
4855
4856
4857
4858
4859
4860
4861
4862
4863
4864
4865
4866
4867
4868
4869
4870
4871
4872
4873
4874
4875
4876
4877
4878
4879
4880
4881
4882
4883
4884
4885
4886
4887
4888
4889
4890
4891
4892
4893
4894
4895
4896
4897
4898
4899
4900
4901
4902
4903
4904
4905
4906
4907
4908
4909
4910
4911
4912
4913
4914
4915
4916
4917
4918
4919
4920
4921
4922
4923
4924
4925
4926
4927
4928
4929
4930
4931
4932
4933
4934
4935
4936
4937
4938
4939
4940
4941
4942
4943
4944
4945
4946
4947
4948
4949
4950
4951
4952
4953
4954
4955
4956
4957
4958
4959
4960
4961
4962
4963
4964
4965
4966
4967
4968
4969
4970
4971
4972
4973
4974
4975
4976
4977
4978
4979
4980
4981
4982
4983
4984
4985
4986
4987
4988
4989
4990
4991
4992
4993
4994
4995
4996
4997
4998
4999
5000
5001
5002
5003
5004
5005
5006
5007
5008
5009
5010
5011
5012
5013
5014
5015
5016
5017
5018
5019
5020
5021
5022
5023
5024
5025
5026
5027
5028
5029
5030
5031
5032
5033
5034
5035
5036
5037
5038
5039
5040
5041
5042
5043
5044
5045
5046
5047
5048
5049
5050
5051
5052
5053
5054
5055
5056
5057
5058
5059
5060
5061
5062
5063
5064
5065
5066
5067
5068
5069
5070
5071
5072
5073
5074
5075
5076
5077
5078
5079
5080
5081
5082
5083
5084
5085
5086
5087
5088
5089
5090
5091
5092
5093
5094
5095
5096
5097
5098
5099
5100
5101
5102
5103
5104
5105
5106
5107
5108
5109
5110
5111
5112
5113
5114
5115
5116
5117
5118
5119
5120
5121
5122
5123
5124
5125
5126
5127
5128
5129
5130
5131
5132
5133
5134
5135
5136
5137
5138
5139
5140
5141
5142
5143
5144
5145
5146
5147
5148
5149
5150
5151
5152
5153
5154
5155
5156
5157
5158
5159
5160
5161
5162
5163
5164
5165
5166
5167
5168
5169
5170
5171
5172
5173
5174
5175
5176
5177
5178
5179
5180
5181
5182
5183
5184
5185
5186
5187
5188
5189
5190
5191
5192
5193
5194
5195
5196
5197
5198
5199
5200
5201
5202
5203
5204
5205
5206
5207
5208
5209
5210
5211
5212
5213
5214
5215
5216
5217
5218
5219
5220
5221
5222
5223
5224
5225
5226
5227
5228
5229
5230
5231
5232
5233
5234
5235
5236
5237
5238
5239
5240
5241
5242
5243
5244
5245
5246
5247
5248
5249
5250
5251
5252
5253
5254
5255
5256
5257
5258
5259
5260
5261
5262
5263
5264
5265
5266
5267
5268
5269
5270
5271
5272
5273
5274
5275
5276
5277
5278
5279
5280
5281
5282
5283
5284
5285
5286
5287
5288
5289
5290
5291
5292
5293
5294
5295
5296
5297
5298
5299
5300
5301
5302
5303
5304
5305
5306
5307
5308
5309
5310
5311
5312
5313
5314
5315
5316
5317
5318
5319
5320
5321
5322
5323
5324
5325
5326
5327
5328
5329
5330
5331
5332
5333
5334
5335
5336
5337
5338
5339
5340
5341
5342
5343
5344
5345
5346
5347
5348
5349
5350
5351
5352
5353
5354
5355
5356
5357
5358
5359
5360
5361
5362
5363
5364
5365
5366
5367
5368
5369
5370
5371
5372
5373
5374
5375
5376
5377
5378
5379
5380
5381
5382
5383
5384
5385
5386
5387
5388
5389
5390
5391
5392
5393
5394
5395
5396
5397
5398
5399
5400
5401
5402
5403
5404
5405
5406
5407
5408
5409
5410
5411
5412
5413
5414
5415
5416
5417
5418
5419
5420
5421
5422
5423
5424
5425
5426
5427
5428
5429
5430
5431
5432
5433
5434
5435
5436
5437
5438
5439
5440
5441
5442
5443
5444
5445
5446
5447
5448
5449
5450
5451
5452
5453
5454
5455
5456
5457
5458
5459
5460
5461
5462
5463
5464
5465
5466
5467
5468
5469
5470
5471
5472
5473
5474
5475
5476
5477
5478
5479
5480
5481
5482
5483
5484
5485
5486
5487
5488
5489
5490
5491
5492
5493
5494
5495
5496
5497
5498
5499
5500
5501
5502
5503
5504
5505
5506
5507
5508
5509
5510
5511
5512
5513
5514
5515
5516
5517
5518
5519
5520
5521
5522
5523
5524
5525
5526
5527
5528
5529
5530
5531
5532
5533
5534
5535
5536
5537
5538
5539
5540
5541
5542
5543
5544
5545
5546
5547
5548
5549
5550
5551
5552
5553
5554
5555
5556
5557
5558
5559
5560
5561
5562
5563
5564
5565
5566
5567
5568
5569
5570
5571
5572
5573
5574
5575
5576
5577
5578
5579
5580
5581
5582
5583
5584
5585
5586
5587
5588
5589
5590
5591
5592
5593
5594
5595
5596
5597
5598
5599
5600
5601
5602
5603
5604
5605
5606
5607
5608
5609
5610
5611
5612
5613
5614
5615
5616
5617
5618
5619
5620
5621
5622
5623
5624
5625
5626
5627
5628
5629
5630
5631
5632
5633
5634
5635
5636
5637
5638
5639
5640
5641
5642
5643
5644
5645
5646
5647
5648
5649
5650
5651
5652
5653
5654
5655
5656
5657
5658
5659
5660
5661
5662
5663
5664
5665
5666
5667
5668
5669
5670
5671
5672
5673
5674
5675
5676
5677
5678
5679
5680
5681
5682
5683
5684
5685
5686
5687
5688
5689
5690
5691
5692
5693
5694
5695
5696
5697
5698
5699
5700
5701
5702
5703
5704
5705
5706
5707
5708
5709
5710
5711
5712
5713
5714
5715
5716
5717
5718
5719
5720
5721
5722
5723
5724
5725
5726
5727
5728
5729
5730
5731
5732
5733
5734
5735
5736
5737
5738
5739
5740
5741
5742
5743
5744
5745
5746
5747
5748
5749
5750
5751
5752
5753
5754
5755
5756
5757
5758
5759
5760
5761
5762
5763
5764
5765
5766
5767
5768
5769
5770
5771
5772
5773
5774
5775
5776
5777
5778
5779
5780
5781
5782
5783
5784
5785
5786
5787
5788
5789
5790
5791
5792
5793
5794
5795
5796
5797
5798
5799
5800
5801
5802
5803
5804
5805
5806
5807
5808
5809
5810
5811
5812
5813
5814
5815
5816
5817
5818
5819
5820
5821
5822
5823
5824
5825
5826
5827
5828
5829
5830
5831
5832
5833
5834
5835
5836
5837
5838
5839
5840
5841
5842
5843
5844
5845
5846
5847
5848
5849
5850
5851
5852
5853
5854
5855
5856
5857
5858
5859
5860
5861
5862
5863
5864
5865
5866
5867
5868
5869
5870
5871
5872
5873
5874
5875
5876
5877
5878
5879
5880
5881
5882
5883
5884
5885
5886
5887
5888
5889
5890
5891
5892
5893
5894
5895
5896
5897
5898
5899
5900
5901
5902
5903
5904
5905
5906
5907
5908
5909
5910
5911
5912
5913
5914
5915
5916
5917
5918
5919
5920
5921
5922
5923
5924
5925
5926
5927
5928
5929
5930
5931
5932
5933
5934
5935
5936
5937
5938
5939
5940
5941
5942
5943
5944
5945
5946
5947
5948
5949
5950
5951
5952
5953
5954
5955
5956
5957
5958
5959
5960
5961
5962
5963
5964
5965
5966
5967
5968
5969
5970
5971
5972
5973
5974
5975
5976
5977
5978
5979
5980
5981
5982
5983
5984
5985
5986
5987
5988
5989
5990
5991
5992
5993
5994
5995
5996
5997
5998
5999
6000
6001
6002
6003
6004
6005
6006
6007
6008
6009
6010
6011
6012
6013
6014
6015
6016
6017
6018
6019
6020
6021
6022
6023
6024
6025
6026
6027
6028
6029
6030
6031
6032
6033
6034
6035
6036
6037
6038
6039
6040
6041
6042
6043
6044
6045
6046
6047
6048
6049
6050
6051
6052
6053
6054
6055
6056
6057
6058
6059
6060
6061
6062
6063
6064
6065
6066
6067
6068
6069
6070
6071
6072
6073
6074
6075
6076
6077
6078
6079
6080
6081
6082
6083
6084
6085
6086
6087
6088
6089
6090
6091
6092
6093
6094
6095
6096
6097
6098
6099
6100
6101
6102
6103
6104
6105
6106
6107
6108
6109
6110
6111
6112
6113
6114
6115
6116
6117
6118
6119
6120
6121
6122
6123
6124
6125
6126
6127
6128
6129
6130
6131
6132
6133
6134
6135
6136
6137
6138
6139
6140
6141
6142
6143
6144
6145
6146
6147
6148
6149
6150
6151
6152
6153
6154
6155
6156
6157
6158
6159
6160
6161
6162
6163
6164
6165
6166
6167
6168
6169
6170
6171
6172
6173
6174
6175
6176
6177
6178
6179
6180
6181
6182
6183
6184
6185
6186
6187
6188
6189
6190
6191
6192
6193
6194
6195
6196
6197
6198
6199
6200
6201
6202
6203
6204
6205
6206
6207
6208
6209
6210
6211
6212
6213
6214
6215
6216
6217
6218
6219
6220
6221
6222
6223
6224
6225
6226
6227
6228
6229
6230
6231
6232
6233
6234
6235
6236
6237
6238
6239
6240
6241
6242
6243
6244
6245
6246
6247
6248
6249
6250
6251
6252
6253
6254
6255
6256
6257
6258
6259
6260
6261
6262
6263
6264
6265
6266
6267
6268
6269
6270
6271
6272
6273
6274
6275
6276
6277
6278
6279
6280
6281
6282
6283
6284
6285
6286
6287
6288
6289
6290
6291
6292
6293
6294
6295
6296
6297
6298
6299
6300
6301
6302
6303
6304
6305
6306
6307
6308
6309
6310
6311
6312
6313
6314
6315
6316
6317
6318
6319
6320
6321
6322
6323
6324
6325
6326
6327
6328
6329
6330
6331
6332
6333
6334
6335
6336
6337
6338
6339
6340
6341
6342
6343
6344
6345
6346
6347
6348
6349
6350
6351
6352
6353
6354
6355
6356
6357
6358
6359
6360
6361
6362
6363
6364
6365
6366
6367
6368
6369
6370
6371
6372
6373
6374
6375
6376
6377
6378
6379
6380
6381
6382
6383
6384
6385
6386
6387
6388
6389
6390
6391
6392
6393
6394
6395
6396
6397
6398
6399
6400
6401
6402
6403
6404
6405
6406
6407
6408
6409
6410
6411
6412
6413
6414
6415
6416
6417
6418
6419
6420
6421
6422
6423
6424
6425
6426
6427
6428
6429
6430
6431
6432
6433
6434
6435
6436
6437
6438
6439
6440
6441
6442
6443
6444
6445
6446
6447
6448
6449
6450
6451
6452
6453
6454
6455
6456
6457
6458
6459
6460
6461
6462
6463
6464
6465
6466
6467
6468
6469
6470
6471
6472
6473
6474
6475
6476
6477
6478
6479
6480
6481
6482
6483
6484
6485
6486
6487
6488
6489
6490
6491
6492
6493
6494
6495
6496
6497
6498
6499
6500
6501
6502
6503
6504
6505
6506
6507
6508
6509
6510
6511
6512
6513
6514
6515
6516
6517
6518
6519
6520
6521
6522
6523
6524
6525
6526
6527
6528
6529
6530
6531
6532
6533
6534
6535
6536
6537
6538
6539
6540
6541
6542
6543
6544
6545
6546
6547
6548
6549
6550
6551
6552
6553
6554
6555
6556
6557
6558
6559
6560
6561
6562
6563
6564
6565
6566
6567
6568
6569
6570
6571
6572
6573
6574
6575
6576
6577
6578
6579
6580
6581
6582
6583
6584
6585
6586
6587
6588
6589
6590
6591
6592
6593
6594
6595
6596
6597
6598
6599
6600
6601
6602
6603
6604
6605
6606
6607
6608
6609
6610
6611
6612
6613
6614
6615
6616
6617
6618
6619
6620
6621
6622
6623
6624
6625
6626
6627
6628
6629
6630
6631
6632
6633
6634
6635
6636
6637
6638
6639
6640
6641
6642
6643
6644
6645
6646
6647
6648
6649
6650
6651
6652
6653
6654
6655
6656
6657
6658
6659
6660
6661
6662
6663
6664
6665
6666
6667
6668
6669
6670
6671
6672
6673
6674
6675
6676
6677
6678
6679
6680
6681
6682
6683
6684
6685
6686
6687
6688
6689
6690
6691
6692
6693
6694
6695
6696
6697
6698
6699
6700
6701
6702
6703
6704
6705
6706
6707
6708
6709
6710
6711
6712
6713
6714
6715
6716
6717
6718
6719
6720
6721
6722
6723
6724
6725
6726
6727
6728
6729
6730
6731
6732
6733
6734
6735
6736
6737
6738
6739
6740
6741
6742
6743
6744
6745
6746
6747
6748
6749
6750
6751
6752
6753
6754
6755
6756
6757
6758
6759
6760
6761
6762
6763
6764
6765
6766
6767
6768
6769
6770
6771
6772
6773
6774
6775
6776
6777
6778
6779
6780
6781
6782
6783
6784
6785
6786
6787
6788
6789
6790
6791
6792
6793
6794
6795
6796
6797
6798
6799
6800
6801
6802
6803
6804
6805
6806
6807
6808
6809
6810
6811
6812
6813
6814
6815
6816
6817
6818
6819
6820
6821
6822
6823
6824
6825
6826
6827
6828
6829
6830
6831
6832
6833
6834
6835
6836
6837
6838
6839
6840
6841
6842
6843
6844
6845
6846
6847
6848
6849
6850
6851
6852
6853
6854
6855
6856
6857
6858
6859
6860
6861
6862
6863
6864
6865
6866
6867
6868
6869
6870
6871
6872
6873
6874
6875
6876
6877
6878
6879
6880
6881
6882
6883
6884
6885
6886
6887
6888
6889
6890
6891
6892
6893
6894
6895
6896
6897
6898
6899
6900
6901
6902
6903
6904
6905
6906
6907
6908
6909
6910
6911
6912
6913
6914
6915
6916
6917
6918
6919
6920
6921
6922
6923
6924
6925
6926
6927
6928
6929
6930
6931
6932
6933
6934
6935
6936
6937
6938
6939
6940
6941
6942
6943
6944
6945
6946
6947
6948
6949
6950
6951
6952
6953
6954
6955
6956
6957
6958
6959
6960
6961
6962
6963
6964
6965
6966
6967
6968
6969
6970
6971
6972
6973
6974
6975
6976
6977
6978
6979
6980
6981
6982
6983
6984
6985
6986
6987
6988
6989
6990
6991
6992
6993
6994
6995
6996
6997
6998
6999
7000
7001
7002
7003
7004
7005
7006
7007
7008
7009
7010
7011
7012
7013
7014
7015
7016
7017
7018
7019
7020
7021
7022
7023
7024
7025
7026
7027
7028
7029
7030
7031
7032
7033
7034
7035
7036
7037
7038
7039
7040
7041
7042
7043
7044
7045
7046
7047
7048
7049
7050
7051
7052
7053
7054
7055
7056
7057
7058
7059
7060
7061
7062
7063
7064
7065
7066
7067
7068
7069
7070
7071
7072
7073
7074
7075
7076
7077
7078
7079
7080
7081
7082
7083
7084
7085
7086
7087
7088
7089
7090
7091
7092
7093
7094
7095
7096
7097
7098
7099
7100
7101
7102
7103
7104
7105
7106
7107
7108
7109
7110
7111
7112
7113
7114
7115
7116
7117
7118
7119
7120
7121
7122
7123
7124
7125
7126
7127
7128
7129
7130
7131
7132
7133
7134
7135
7136
7137
7138
7139
7140
7141
7142
7143
7144
7145
7146
7147
7148
7149
7150
7151
7152
7153
7154
7155
7156
7157
7158
7159
7160
7161
7162
7163
7164
7165
7166
7167
7168
7169
7170
7171
7172
7173
7174
7175
7176
7177
7178
7179
7180
7181
7182
7183
7184
7185
7186
7187
7188
7189
7190
7191
7192
7193
7194
7195
7196
7197
7198
7199
7200
7201
7202
7203
7204
7205
7206
7207
7208
7209
7210
7211
7212
7213
7214
7215
7216
7217
7218
7219
7220
7221
7222
7223
7224
7225
7226
7227
7228
7229
7230
7231
7232
7233
7234
7235
7236
7237
7238
7239
7240
7241
7242
7243
7244
7245
7246
7247
7248
7249
7250
7251
7252
7253
7254
7255
7256
7257
7258
7259
7260
7261
7262
7263
7264
7265
7266
7267
7268
7269
7270
7271
7272
7273
7274
7275
7276
7277
7278
7279
7280
7281
7282
7283
7284
7285
7286
7287
7288
7289
7290
7291
7292
7293
7294
7295
7296
7297
7298
7299
7300
7301
7302
7303
7304
7305
7306
7307
7308
7309
7310
7311
7312
7313
7314
7315
7316
7317
7318
7319
7320
7321
7322
7323
7324
7325
7326
7327
7328
7329
7330
7331
7332
7333
7334
7335
7336
7337
7338
7339
7340
7341
7342
7343
7344
7345
7346
7347
7348
7349
7350
7351
7352
7353
7354
7355
7356
7357
7358
7359
7360
7361
7362
7363
7364
7365
7366
7367
7368
7369
7370
7371
7372
7373
7374
7375
7376
7377
7378
7379
7380
7381
7382
7383
7384
7385
7386
7387
7388
7389
7390
7391
7392
7393
7394
7395
7396
7397
7398
7399
7400
7401
7402
7403
7404
7405
7406
7407
7408
7409
7410
7411
7412
7413
7414
7415
7416
7417
7418
7419
7420
7421
7422
7423
7424
7425
7426
7427
7428
7429
7430
7431
7432
7433
7434
7435
7436
7437
7438
7439
7440
7441
7442
7443
7444
7445
7446
7447
7448
7449
7450
7451
7452
7453
7454
7455
7456
7457
7458
7459
7460
7461
7462
7463
7464
7465
7466
7467
7468
7469
7470
7471
7472
7473
7474
7475
7476
7477
7478
7479
7480
7481
7482
7483
7484
7485
7486
7487
7488
7489
7490
7491
7492
7493
7494
7495
7496
7497
7498
7499
7500
7501
7502
7503
7504
7505
7506
7507
7508
7509
7510
7511
7512
7513
7514
7515
7516
7517
7518
7519
7520
7521
7522
7523
7524
7525
7526
7527
7528
7529
7530
7531
7532
7533
7534
7535
7536
7537
7538
7539
7540
7541
7542
7543
7544
7545
7546
7547
7548
7549
7550
7551
7552
7553
7554
7555
7556
7557
7558
7559
7560
7561
7562
7563
7564
7565
7566
7567
7568
7569
7570
7571
7572
7573
7574
7575
7576
7577
7578
7579
7580
7581
7582
7583
7584
7585
7586
7587
7588
7589
7590
7591
7592
7593
7594
7595
7596
7597
7598
7599
7600
7601
7602
7603
7604
7605
7606
7607
7608
7609
7610
7611
7612
7613
7614
7615
7616
7617
7618
7619
7620
7621
7622
7623
7624
7625
7626
7627
7628
7629
7630
7631
7632
7633
7634
7635
7636
7637
7638
7639
7640
7641
7642
7643
7644
7645
7646
7647
7648
7649
7650
7651
7652
7653
7654
7655
7656
7657
7658
7659
7660
7661
7662
7663
7664
7665
7666
7667
7668
7669
7670
7671
7672
7673
7674
7675
7676
7677
7678
7679
7680
7681
7682
7683
7684
7685
7686
7687
7688
7689
7690
7691
7692
7693
7694
7695
7696
7697
7698
7699
7700
7701
7702
7703
7704
7705
7706
7707
7708
7709
7710
7711
7712
7713
7714
7715
7716
7717
7718
7719
7720
7721
7722
7723
7724
7725
7726
7727
7728
7729
7730
7731
7732
7733
7734
7735
7736
7737
7738
7739
7740
7741
7742
7743
7744
7745
7746
7747
7748
7749
7750
7751
7752
7753
7754
7755
7756
7757
7758
7759
7760
7761
7762
7763
7764
7765
7766
7767
7768
7769
7770
7771
7772
7773
7774
7775
7776
7777
7778
7779
7780
7781
7782
7783
7784
7785
7786
7787
7788
7789
7790
7791
7792
7793
7794
7795
7796
7797
7798
7799
7800
7801
7802
7803
7804
7805
7806
7807
7808
7809
7810
7811
7812
7813
7814
7815
7816
7817
7818
7819
7820
7821
7822
7823
7824
7825
7826
7827
7828
7829
7830
7831
7832
7833
7834
7835
7836
7837
7838
7839
7840
7841
7842
7843
7844
7845
7846
7847
7848
7849
7850
7851
7852
7853
7854
7855
7856
7857
7858
7859
7860
7861
7862
7863
7864
7865
7866
7867
7868
7869
7870
7871
7872
7873
7874
7875
7876
7877
7878
7879
7880
7881
7882
7883
7884
7885
7886
7887
7888
7889
7890
7891
7892
7893
7894
7895
7896
7897
7898
7899
7900
7901
7902
7903
7904
7905
7906
7907
7908
7909
7910
7911
7912
7913
7914
7915
7916
7917
7918
7919
7920
7921
7922
7923
7924
7925
7926
7927
7928
7929
7930
7931
7932
7933
7934
7935
7936
7937
7938
7939
7940
7941
7942
7943
7944
7945
7946
7947
7948
7949
7950
7951
7952
7953
7954
7955
7956
7957
7958
7959
7960
7961
7962
7963
7964
7965
7966
7967
7968
7969
7970
7971
7972
7973
7974
7975
7976
7977
7978
7979
7980
7981
7982
7983
7984
7985
7986
7987
7988
7989
7990
7991
7992
7993
7994
7995
7996
7997
7998
7999
8000
8001
8002
8003
8004
8005
8006
8007
8008
8009
8010
8011
8012
8013
8014
8015
8016
8017
8018
8019
8020
8021
8022
8023
8024
8025
8026
8027
8028
8029
8030
8031
8032
8033
8034
8035
8036
8037
8038
8039
8040
8041
8042
8043
8044
8045
8046
8047
8048
8049
8050
8051
8052
8053
8054
8055
8056
8057
8058
8059
8060
8061
8062
8063
8064
8065
8066
8067
8068
8069
8070
8071
8072
8073
8074
8075
8076
8077
8078
8079
8080
8081
8082
8083
8084
8085
8086
8087
8088
8089
8090
8091
8092
8093
8094
8095
8096
8097
8098
8099
8100
8101
8102
8103
8104
8105
8106
8107
8108
8109
8110
8111
8112
8113
8114
8115
8116
8117
8118
8119
8120
8121
8122
8123
8124
8125
8126
8127
8128
8129
8130
8131
8132
8133
8134
8135
8136
8137
8138
8139
8140
8141
8142
8143
8144
8145
8146
8147
8148
8149
8150
8151
8152
8153
8154
8155
8156
8157
8158
8159
8160
8161
8162
8163
8164
8165
8166
8167
8168
8169
8170
8171
8172
8173
8174
8175
8176
8177
8178
8179
8180
8181
8182
8183
8184
8185
8186
8187
8188
8189
8190
8191
8192
8193
8194
8195
8196
8197
8198
8199
8200
8201
8202
8203
8204
8205
8206
8207
8208
8209
8210
8211
8212
8213
8214
8215
8216
8217
8218
8219
8220
8221
8222
8223
8224
8225
8226
8227
8228
8229
8230
8231
8232
8233
8234
8235
8236
8237
8238
8239
8240
8241
8242
8243
8244
8245
8246
8247
8248
8249
8250
8251
8252
8253
8254
8255
8256
8257
8258
8259
8260
8261
8262
8263
8264
8265
8266
8267
8268
8269
8270
8271
8272
8273
8274
8275
8276
8277
8278
8279
8280
8281
8282
8283
8284
8285
8286
8287
8288
8289
8290
8291
8292
8293
8294
8295
8296
8297
8298
8299
8300
8301
8302
8303
8304
8305
8306
8307
8308
8309
8310
8311
8312
8313
8314
8315
8316
8317
8318
8319
8320
8321
8322
8323
8324
8325
8326
8327
8328
8329
8330
8331
8332
8333
8334
8335
8336
8337
8338
8339
8340
8341
8342
8343
8344
8345
8346
8347
8348
8349
8350
8351
8352
8353
8354
8355
8356
8357
8358
8359
8360
8361
8362
8363
8364
8365
8366
8367
8368
8369
8370
8371
8372
8373
8374
8375
8376
8377
8378
8379
8380
8381
8382
8383
8384
8385
8386
8387
8388
8389
8390
8391
8392
8393
8394
8395
8396
8397
8398
8399
8400
8401
8402
8403
8404
8405
8406
8407
8408
8409
8410
8411
8412
8413
8414
8415
8416
8417
8418
8419
8420
8421
8422
8423
8424
8425
8426
8427
8428
8429
8430
8431
8432
8433
8434
8435
8436
8437
8438
8439
8440
8441
8442
8443
8444
8445
8446
8447
8448
8449
8450
8451
8452
8453
8454
8455
8456
8457
8458
8459
8460
8461
8462
8463
8464
8465
8466
8467
8468
8469
8470
8471
8472
8473
8474
8475
8476
8477
8478
8479
8480
8481
8482
8483
8484
8485
8486
8487
8488
8489
8490
8491
8492
8493
8494
8495
8496
8497
8498
8499
8500
8501
8502
8503
8504
8505
8506
8507
8508
8509
8510
8511
8512
8513
8514
8515
8516
8517
8518
8519
8520
8521
8522
8523
8524
8525
8526
8527
8528
8529
8530
8531
8532
8533
8534
8535
8536
8537
8538
8539
8540
8541
8542
8543
8544
8545
8546
8547
8548
8549
8550
8551
8552
8553
8554
8555
8556
8557
8558
8559
8560
8561
8562
8563
8564
8565
8566
8567
8568
8569
8570
8571
8572
8573
8574
8575
8576
8577
8578
8579
8580
8581
8582
8583
8584
8585
8586
8587
8588
8589
8590
8591
8592
8593
8594
8595
8596
8597
8598
8599
8600
8601
8602
8603
8604
8605
8606
8607
8608
8609
8610
8611
8612
8613
8614
8615
8616
8617
8618
8619
8620
8621
8622
8623
8624
8625
8626
8627
8628
8629
8630
8631
8632
8633
8634
8635
8636
8637
8638
8639
8640
8641
8642
8643
8644
8645
8646
8647
8648
8649
8650
8651
8652
8653
8654
8655
8656
8657
8658
8659
8660
8661
8662
8663
8664
8665
8666
8667
8668
8669
8670
8671
8672
8673
8674
8675
8676
8677
8678
8679
8680
8681
8682
8683
8684
8685
8686
8687
8688
8689
8690
8691
8692
8693
8694
8695
8696
8697
8698
8699
8700
8701
8702
8703
8704
8705
8706
8707
8708
8709
8710
8711
8712
8713
8714
8715
8716
8717
8718
8719
8720
8721
8722
8723
8724
8725
8726
8727
8728
8729
8730
8731
8732
8733
8734
8735
8736
8737
8738
8739
8740
8741
8742
8743
8744
8745
8746
8747
8748
8749
8750
8751
8752
8753
8754
8755
8756
8757
8758
8759
8760