## Global
Property | value | description
Support timeframe | 2025 | Modelled year for intertemporal planning
CO2 limit | 35000 | Limits the sum of all created (as calculated by commodity_balance) CO2 in all sites To disable, set value to "inf" or simply delete this line

## Site
Name | area
Campus | 100000

## Commodity
Site | Commodity | Type | price | max | maxperhour
Campus | Solar S 30° | SupIm | #N/A | #N/A | #N/A
Campus | Solar WE 10° | SupIm | #N/A | #N/A | #N/A
Campus | Elec | Demand | #N/A | #N/A | #N/A
Campus | Heat | Demand | #N/A | #N/A | #N/A
Campus | Cold | Demand | #N/A | #N/A | #N/A
Campus | Heat low | Demand | #N/A | #N/A | #N/A
Campus | Gas | Stock | 30 | inf | inf
Campus | H2 | Stock | 0 | 0 | 0
Campus | IS CC | Stock | 0 | 0 | 0
Campus | Slack | Stock | 99999 | inf | inf
Campus | Geothermal Heat | Buy | 1 | inf | inf
Campus | Gridelec Mix | Buy | 1 | inf | inf
Campus | Gridelec Green | Buy | 1 | inf | inf
Campus | CO2 | Env | 7.5 | inf | inf

## Process
Site | Process | cap-lo | cap-up | max-grad | min-fraction | inv-cost | fix-cost | var-cost | startup-cost | wacc | depreciation | area-per-cap
Campus | PV S 30° | 0 | 100 | inf | 0 | 900000 | 5000 | 0 | 0 | 0.05 | 20 | 14000
Campus | PV WE 10° | 0 | 100 | inf | 0 | 900000 | 5000 | 0 | 0 | 0.05 | 20 | 9000
Campus | Solarthermal | 0 | 100 | inf | 0 | 1000000 | 20000 | 5 | 0 | 0.05 | 20 | 5200
Campus | Gas Turbine Cheng Cycle | 0 | 15 | inf | 0.99 | 0 | 25000 | -6.5 | 99999 | 0.05 | 25 | #N/A
Campus | Gas Turbine Cheng Cycle hd | 0 | 15 | inf | 0 | 0 | 0 | 9 | 0 | 0.05 | 25 | #N/A
Campus | Gas Turbine Cheng Cycle ed | 0 | 15 | inf | 0 | 0 | 0 | 12 | 0 | 0.05 | 25 | #N/A
Campus | Gas Engine CHP | 0 | 100 | inf | 0 | 350000 | 0 | -3 | 0 | 0.05 | 15 | #N/A
Campus | MC Fuel Cell CHP | 0 | 100 | inf | 0 | 2000000 | 50000 | 18 | 0 | 0.05 | 20 | #N/A
Campus | Gas Heater | 0 | 45 | inf | 0 | 0 | 0 | 4 | 0 | 0.05 | 30 | #N/A
Campus | Import Gridelec Mix | 0 | 100 | inf | 0 | 0 | 200000 | 0 | 0 | 0.05 | 50 | #N/A
Campus | Import Gridelec Green | 0 | 100 | inf | 0 | 0 | 200000 | 0 | 0 | 0.05 | 50 | #N/A
Campus | Import Geothermal Heat | 0 | 10 | inf | 0 | 0 | 1 | 0 | 0 | 0.05 | 30 | #N/A
Campus | Absorption Chiller | 0 | 100 | inf | 0 | 300000 | 0 | 2 | 0 | 0.05 | 25 | #N/A
Campus | Compression Chiller | 0 | 100 | inf | 0 | 1500000 | 0 | 24 | 0 | 0.05 | 25 | #N/A
Campus | Heat Changer | 0 | 100 | inf | 0 | 0 | 0 | 0 | 0 | 0.05 | 40 | #N/A
Campus | Heat Pump | 0 | 100 | inf | 0 | 2500000 | 0 | 36 | 0 | 0.05 | 25 | #N/A
Campus | Heating Rod | 0 | 100 | inf | 0 | 100000 | 2500 | 0 | 0 | 0.05 | 20 | #N/A
Campus | Shunt Elec | 0 | 100 | inf | 0 | 1 | 0 | 0 | 0 | 0.05 | 50 | #N/A
Campus | Shunt Heat | 0 | 100 | inf | 0 | 1 | 0 | 0 | 0 | 0.05 | 50 | #N/A
Campus | Shunt Heat low | 0 | 100 | inf | 0 | 1 | 0 | 0 | 0 | 0.05 | 50 | #N/A
Campus | Shunt Cold | 0 | 100 | inf | 0 | 1 | 0 | 0 | 0 | 0.05 | 50 | #N/A
Campus | Slack Elec | 0 | 100 | inf | 0 | 0 | 99999 | 0 | 0 | 0.05 | 50 | #N/A
Campus | Slack Heat | 0 | 100 | inf | 0 | 0 | 99999 | 0 | 0 | 0.05 | 50 | #N/A
Campus | Slack Heat low | 0 | 100 | inf | 0 | 0 | 99999 | 0 | 0 | 0.05 | 50 | #N/A
Campus | Slack Cold | 0 | 100 | inf | 0 | 0 | 99999 | 0 | 0 | 0.05 | 50 | #N/A

## Process-Commodity
Process | Commodity | Direction | ratio | ratio-min
PV S 30° | Solar S 30° | In | 1 | #N/A
PV S 30° | Elec | Out | 1 | #N/A
PV WE 10° | Solar WE 10° | In | 1 | #N/A
PV WE 10° | Elec | Out | 1 | #N/A
Solarthermal | Solar S 30° | In | 1 | #N/A
Solarthermal | Heat | Out | 1 | #N/A
Gas Turbine Cheng Cycle | Gas | In | 1 | 1
Gas Turbine Cheng Cycle | IS CC | Out | 1 | 1
Gas Turbine Cheng Cycle | CO2 | Out | 0.2 | 0.2
Gas Turbine Cheng Cycle hd | IS CC | In | 1 | #N/A
Gas Turbine Cheng Cycle hd | Heat | Out | 0.5 | #N/A
Gas Turbine Cheng Cycle hd | Elec | Out | 0.25 | #N/A
Gas Turbine Cheng Cycle ed | IS CC | In | 1 | #N/A
Gas Turbine Cheng Cycle ed | Heat | Out | 0.0433 | #N/A
Gas Turbine Cheng Cycle ed | Elec | Out | 0.38 | #N/A
Gas Engine CHP | Gas | In | 1 | #N/A
Gas Engine CHP | Heat | Out | 0.4 | #N/A
Gas Engine CHP | Elec | Out | 0.39 | #N/A
Gas Engine CHP | CO2 | Out | 0.2 | #N/A
MC Fuel Cell CHP | Gas | In | 1 | #N/A
MC Fuel Cell CHP | Elec | Out | 0.45 | #N/A
MC Fuel Cell CHP | Heat | Out | 0.25 | #N/A
MC Fuel Cell CHP | CO2 | Out | 0.2 | #N/A
Gas Heater | Gas | In | 1 | #N/A
Gas Heater | Heat | Out | 0.8 | #N/A
Gas Heater | CO2 | Out | 0.2 | #N/A
Import Gridelec Mix | Gridelec Mix | In | 1 | #N/A
Import Gridelec Mix | Elec | Out | 1 | #N/A
Import Gridelec Mix | CO2 | Out | 0.5 | #N/A
Import Gridelec Green | Gridelec Green | In | 1 | #N/A
Import Gridelec Green | Elec | Out | 1 | #N/A
Import Geothermal Heat | Geothermal Heat | In | 1 | #N/A
Import Geothermal Heat | Heat low | Out | 1 | #N/A
Absorption Chiller | Heat | In | 1 | #N/A
Absorption Chiller | Cold | Out | 0.7 | #N/A
Compression Chiller | Elec | In | 1 | #N/A
Compression Chiller | Cold | Out | 4 | #N/A
Heat Changer | Heat | In | 1 | #N/A
Heat Changer | Heat low | Out | 1 | #N/A
Heat Pump | Elec | In | 1 | #N/A
Heat Pump | Heat low | In | 5 | #N/A
Heat Pump | Heat | Out | 5 | #N/A
Heating Rod | Elec | In | 1 | #N/A
Heating Rod | Heat | Out | 0.98 | #N/A
Shunt Elec | Elec | In | 1 | #N/A
Shunt Elec | Elec | Out | 0 | #N/A
Shunt Heat | Heat | In | 1 | #N/A
Shunt Heat | Heat | Out | 0 | #N/A
Shunt Heat low | Heat low | In | 1 | #N/A
Shunt Heat low | Heat low | Out | 0 | #N/A
Shunt Cold | Cold | In | 1 | #N/A
Shunt Cold | Cold | Out | 0 | #N/A
Slack Elec | Elec | In | 1 | #N/A
Slack Elec | Elec | Out | 1 | #N/A
Slack Heat | Heat | In | 1 | #N/A
Slack Heat | Heat | Out | 1 | #N/A
Slack Heat low | Heat low | In | 1 | #N/A
Slack Heat low | Heat low | Out | 1 | #N/A
Slack Cold | Cold | In | 1 | #N/A
Slack Cold | Cold | Out | 1 | #N/A

## Transmission
Site In | Site Out | Transmission | Commodity | eff | inv-cost | fix-cost | var-cost | inst-cap | cap-lo | cap-up | wacc | depreciation

## Storage
Site | Storage | Commodity | cap-lo-c | cap-up-c | cap-lo-p | cap-up-p | eff-in | eff-out | inv-cost-p | inv-cost-c | fix-cost-p | fix-cost-c | var-cost-p | var-cost-c | depreciation | wacc | init | discharge
Campus | Reservoir | Heat | 0 | 100 | 0 | 100 | 0.95 | 0.8 | 400 | 2000 | 0 | 107 | 1 | 0 | 30 | 0.05 | 0.1 | 0
Campus | Battery | Elec | 0 | 100 | 0 | 100 | 0.95 | 0.95 | 100000 | 900000 | 0 | 5000 | 1 | 0 | 15 | 0.05 | 0.5 | 0
Campus | Ice Storage | Cold | 0 | 100 | 0 | 100 | 0.95 | 0.8 | 5000 | 15000 | 0 | 1000 | 1 | 0 | 30 | 0.05 | 0.5 | 0

## DSM
Site | Commodity | delay | eff | recov | cap-max-do | cap-max-up

## Demand
t | Campus.Elec | Campus.Heat | Campus.Heat low | Campus.Cold
0 | 0 | 0 | 0 | 0
1 | 11.3086 | 4.5136 | 0.12221 | 1.8663
2 | 11.3122 | 4.4867 | 0.12783 | 1.8423
3 | 11.0814 | 4.7459 | 0.13027 | 1.6971
4 | 11.4611 | 4.7528 | 0.12997 | 1.7794
5 | 12.0127 | 4.4861 | 0.11962 | 1.8287
6 | 11.5496 | 5.0374 | 0.12712 | 1.8387
7 | 11.3964 | 4.6593 | 0.131 | 1.9154
8 | 11.9104 | 4.79 | 0.12051 | 1.737
9 | 13.5427 | 4.9269 | 0.12619 | 1.7997
10 | 14.442 | 4.6421 | 0.12395 | 1.9058
11 | 15.5918 | 5.1877 | 0.12523 | 1.8221
12 | 16.176 | 4.6751 | 0.1205 | 1.7994
13 | 15.9043 | 4.9304 | 0.1275 | 1.6948
14 | 14.8515 | 4.7475 | 0.12751 | 1.8084
15 | 13.3131 | 4.6284 | 0.11664 | 1.7191
16 | 11.9587 | 4.5855 | 0.11962 | 1.8334
17 | 11.9786 | 4.6449 | 0.12279 | 1.8952
18 | 11.3374 | 4.2812 | 0.12787 | 1.9435
19 | 11.1443 | 4.3768 | 0.12589 | 1.9184
20 | 10.7514 | 4.6541 | 0.12156 | 1.7957
21 | 11.0862 | 4.5709 | 0.11835 | 1.7655
22 | 11.3718 | 4.654 | 0.11814 | 1.747
23 | 11.3338 | 4.484 | 0.11752 | 1.8542
24 | 11.5079 | 4.8436 | 0.11701 | 1.6167
25 | 11.656 | 4.9834 | 0.12493 | 1.7764
26 | 11.346 | 4.8986 | 0.12158 | 1.6752
27 | 11.3356 | 5.3744 | 0.11995 | 1.7143
28 | 11.5085 | 5.5285 | 0.12275 | 1.812
29 | 11.1805 | 6.6147 | 0.143 | 1.8091
30 | 11.5841 | 7.4217 | 0.17976 | 1.5821
31 | 11.9838 | 8.1887 | 0.20606 | 1.721
32 | 12.337 | 8.6845 | 0.2224 | 1.6537
33 | 13.6763 | 8.9261 | 0.249 | 1.7876
34 | 15.1128 | 9.5113 | 0.26395 | 1.8855
35 | 15.7406 | 10.1101 | 0.28128 | 1.898
36 | 15.7928 | 10.132 | 0.28867 | 1.6915
37 | 15.4551 | 10.117 | 0.28511 | 1.9405
38 | 14.6829 | 8.2767 | 0.22911 | 1.7252
39 | 13.5597 | 7.6025 | 0.17383 | 1.7821
40 | 12.4313 | 6.3353 | 0.14003 | 1.7827
41 | 11.428 | 5.6605 | 0.12411 | 1.7589
42 | 11.6882 | 5.8231 | 0.11859 | 1.7637
43 | 10.9084 | 6.097 | 0.12516 | 1.6215
44 | 10.2396 | 6.4042 | 0.14916 | 1.872
45 | 11.3838 | 7.5424 | 0.19739 | 1.6692
46 | 10.987 | 8.0663 | 0.20733 | 1.8065
47 | 11.4566 | 8.5087 | 0.22113 | 1.855
48 | 10.9712 | 9.2635 | 0.24426 | 1.7968
49 | 11.4056 | 9.2322 | 0.26907 | 1.847
50 | 10.8817 | 10.0316 | 0.2783 | 1.7804
51 | 11.5194 | 10.4023 | 0.29919 | 1.8136
52 | 11.4351 | 10.9218 | 0.31607 | 1.6243
53 | 11.5085 | 11.4014 | 0.31948 | 1.5173
54 | 11.2674 | 11.1169 | 0.32334 | 1.8916
55 | 11.5348 | 11.3024 | 0.34316 | 1.9103
56 | 12.7663 | 11.5491 | 0.3397 | 1.7217
57 | 13.8339 | 11.6003 | 0.34491 | 1.6733
58 | 14.6935 | 11.8894 | 0.34687 | 1.7727
59 | 15.8738 | 11.5669 | 0.33952 | 1.8995
60 | 15.8367 | 11.5322 | 0.34191 | 1.7133
61 | 15.965 | 10.9317 | 0.31492 | 1.8937
62 | 14.3429 | 8.0898 | 0.20635 | 1.8447
63 | 13.548 | 5.817 | 0.11836 | 1.8369
64 | 12.7842 | 4.7355 | 0.12065 | 1.8434
65 | 11.8692 | 4.6473 | 0.11928 | 1.7617
66 | 11.5962 | 4.672 | 0.12542 | 1.7416
67 | 11.5448 | 4.5447 | 0.12258 | 1.7238
68 | 10.8939 | 4.6316 | 0.12782 | 1.7449
69 | 11.6755 | 4.7155 | 0.11746 | 1.7181
70 | 11.702 | 4.782 | 0.12029 | 1.781
71 | 10.4393 | 5.6383 | 0.11463 | 1.9523
72 | 11.6342 | 6.6748 | 0.14117 | 1.5795
73 | 11.1997 | 7.3038 | 0.17443 | 1.707
74 | 11.4853 | 7.8128 | 0.19814 | 1.8049
75 | 10.8781 | 8.7011 | 0.2244 | 1.6604
76 | 10.9927 | 9.5633 | 0.25252 | 1.7527
77 | 11.5515 | 7.6002 | 0.21002 | 1.8267
78 | 11.1321 | 7.9819 | 0.23217 | 1.7598
79 | 11.2859 | 8.4763 | 0.25234 | 1.7502
80 | 10.6833 | 8.9458 | 0.26418 | 1.6074
81 | 11.2086 | 9.2086 | 0.26453 | 1.6987
82 | 11.1537 | 9.7575 | 0.27897 | 1.8519
83 | 11.5113 | 9.6403 | 0.28848 | 1.7496
84 | 10.9712 | 9.94 | 0.29426 | 1.8579
85 | 10.6728 | 9.7157 | 0.30304 | 1.9358
86 | 10.9935 | 8.9074 | 0.26459 | 1.9382
87 | 11.2192 | 8.3375 | 0.23093 | 1.787
88 | 11.5422 | 7.5169 | 0.22363 | 1.6198
89 | 11.3083 | 7.4294 | 0.21241 | 1.873
90 | 11.12 | 7.5036 | 0.20655 | 1.7172
91 | 11.1303 | 7.4931 | 0.20922 | 1.8552
92 | 11.3797 | 8.022 | 0.22534 | 1.8186
93 | 10.8898 | 8.5891 | 0.24081 | 1.9349
94 | 11.0048 | 8.8917 | 0.25841 | 1.828
95 | 11.2769 | 9.0149 | 0.27004 | 1.7006
96 | 10.1509 | 9.3455 | 0.2737 | 1.8478
97 | 11.0313 | 9.6124 | 0.29801 | 1.7546
98 | 11.5191 | 10.0321 | 0.3034 | 1.7178
99 | 10.9723 | 10.1295 | 0.31504 | 1.7201
100 | 10.9104 | 10.5667 | 0.3303 | 1.7853
101 | 11.2365 | 10.988 | 0.33272 | 1.7703
102 | 11.1462 | 11.0118 | 0.34761 | 1.7649
103 | 10.8927 | 11.4019 | 0.34849 | 1.7094
104 | 10.9974 | 11.3914 | 0.34403 | 1.8948
105 | 11.0142 | 11.1783 | 0.34991 | 1.8467
106 | 11.3497 | 11.4574 | 0.36765 | 1.7482
107 | 11.0024 | 11.3696 | 0.36106 | 1.879
108 | 10.9991 | 11.0769 | 0.36003 | 1.7921
109 | 11.1573 | 11.3196 | 0.35805 | 1.7684
110 | 11.2552 | 9.9855 | 0.28961 | 1.7261
111 | 11.365 | 8.8847 | 0.26358 | 1.7462
112 | 11.4883 | 7.9647 | 0.23773 | 1.8516
113 | 11.5024 | 7.5179 | 0.21049 | 1.7905
114 | 11.3261 | 6.9954 | 0.19806 | 1.7884
115 | 11.1788 | 6.9232 | 0.18808 | 1.8271
116 | 11.4744 | 7.5696 | 0.20601 | 1.7941
117 | 11.1758 | 8.2833 | 0.23991 | 1.7978
118 | 11.1039 | 8.5941 | 0.24397 | 1.6153
119 | 11.8854 | 8.2227 | 0.25249 | 1.7582
120 | 10.5872 | 8.8553 | 0.26161 | 1.6999
121 | 11.9482 | 8.9571 | 0.26771 | 1.6344
122 | 11.0077 | 9.2299 | 0.28435 | 1.7776
123 | 10.8066 | 9.7617 | 0.28515 | 1.8314
124 | 10.7888 | 9.9381 | 0.29201 | 1.6941
125 | 11.4307 | 14.927 | 0.47947 | 1.8133
126 | 11.5563 | 15.7314 | 0.50518 | 1.7742
127 | 11.6798 | 16.2304 | 0.53132 | 1.8834
128 | 12.4243 | 16.5818 | 0.52481 | 1.7702
129 | 13.3967 | 16.8321 | 0.54571 | 1.739
130 | 14.6782 | 17.2556 | 0.55352 | 1.822
131 | 16.0801 | 17.3396 | 0.5588 | 1.8408
132 | 15.8757 | 17.3034 | 0.56349 | 1.8039
133 | 15.4291 | 17.1376 | 0.55285 | 1.8969
134 | 14.0689 | 15.5353 | 0.49756 | 2.0672
135 | 13.7827 | 14.3458 | 0.43934 | 1.7648
136 | 12.4696 | 13.2599 | 0.41479 | 1.7022
137 | 11.5095 | 12.6325 | 0.38376 | 1.8551
138 | 11.1071 | 12.4429 | 0.37298 | 1.9063
139 | 11.1619 | 12.4778 | 0.37995 | 1.7845
140 | 11.1854 | 13.4681 | 0.41289 | 1.8065
141 | 10.7512 | 14.2323 | 0.44433 | 1.6249
142 | 11.3099 | 14.3072 | 0.46082 | 1.9735
143 | 11.066 | 15.3042 | 0.46845 | 1.9329
144 | 11.5834 | 15.7197 | 0.5006 | 1.7691
145 | 11.0119 | 16.334 | 0.51197 | 1.9497
146 | 11.2562 | 16.6791 | 0.53293 | 1.8469
147 | 11.1223 | 17.06 | 0.55008 | 1.9091
148 | 11.1373 | 17.4775 | 0.56512 | 1.7021
149 | 10.9028 | 17.926 | 0.5798 | 1.6859
150 | 11.2875 | 18.2789 | 0.5974 | 1.8035
151 | 11.6022 | 18.2857 | 0.6193 | 1.6592
152 | 12.7542 | 18.8176 | 0.62792 | 1.7692
153 | 13.2252 | 18.8635 | 0.63355 | 1.7392
154 | 14.6685 | 19.3687 | 0.64147 | 1.753
155 | 15.2112 | 19.3097 | 0.64618 | 1.6796
156 | 16.4665 | 19.5721 | 0.64725 | 1.8531
157 | 15.69 | 18.7795 | 0.61404 | 1.7711
158 | 14.1952 | 15.8943 | 0.50834 | 1.8697
159 | 13.7311 | 13.3167 | 0.41521 | 1.7508
160 | 12.1792 | 11.3519 | 0.32906 | 1.8616
161 | 12.0072 | 10.3078 | 0.28555 | 1.8651
162 | 11.2954 | 9.2897 | 0.24749 | 1.7001
163 | 10.968 | 9.473 | 0.26631 | 1.916
164 | 11.3396 | 10.8784 | 0.30083 | 1.6677
165 | 11.0885 | 12.6611 | 0.37403 | 1.6796
166 | 11.3717 | 12.6754 | 0.37702 | 1.767
167 | 11.0024 | 13.2572 | 0.39221 | 1.8186
168 | 11.7192 | 13.5986 | 0.40909 | 1.8357
169 | 10.9162 | 13.8287 | 0.42512 | 1.7753
170 | 11.0663 | 14.2426 | 0.43436 | 1.865
171 | 11.2933 | 14.4123 | 0.45061 | 1.9919
172 | 11.1077 | 14.9774 | 0.46458 | 1.8169
173 | 11.4029 | 15.2431 | 0.48302 | 1.6577
174 | 11.9349 | 15.2348 | 0.495 | 1.6179
175 | 11.6051 | 15.7485 | 0.50863 | 1.7982
176 | 12.9468 | 16.2591 | 0.51417 | 1.8517
177 | 13.4261 | 16.1099 | 0.52827 | 1.814
178 | 14.5284 | 16.4642 | 0.52535 | 1.6464
179 | 15.5352 | 16.4574 | 0.53331 | 1.6441
180 | 15.9825 | 16.5134 | 0.5439 | 1.6309
181 | 15.8951 | 16.6619 | 0.54093 | 1.7891
182 | 15.1416 | 16.2104 | 0.5266 | 1.7467
183 | 13.3742 | 16.2938 | 0.51496 | 1.7254
184 | 12.4955 | 16.0438 | 0.51893 | 1.6635
185 | 11.8956 | 15.8754 | 0.51344 | 1.8139
186 | 11.3555 | 16.3268 | 0.51502 | 1.764
187 | 11.3759 | 16.2655 | 0.51762 | 1.7587
188 | 11.2313 | 16.4152 | 0.52428 | 1.7335
189 | 11.053 | 16.6937 | 0.53141 | 1.8978
190 | 10.8708 | 16.5395 | 0.53929 | 1.7163
191 | 10.9569 | 16.8667 | 0.5493 | 1.7492
192 | 11.1864 | 16.9105 | 0.55783 | 1.6737
193 | 11.5063 | 17.652 | 0.57633 | 1.8117
194 | 11.2477 | 18.1239 | 0.57497 | 1.7173
195 | 11.0105 | 18.152 | 0.59397 | 1.8062
196 | 10.9688 | 18.805 | 0.6185 | 1.7524
197 | 11.4798 | 18.8644 | 0.61127 | 1.836
198 | 11.3033 | 19.3048 | 0.62972 | 1.881
199 | 12.1924 | 19.522 | 0.64633 | 1.5279
200 | 12.902 | 19.877 | 0.66046 | 1.8832
201 | 13.317 | 20.1319 | 0.67691 | 1.8803
202 | 14.8469 | 20.6194 | 0.68445 | 1.8066
203 | 16.3034 | 20.8245 | 0.69436 | 1.7694
204 | 15.8406 | 20.8296 | 0.70435 | 1.7707
205 | 16.0912 | 20.3537 | 0.68568 | 1.7696
206 | 15.402 | 19.5327 | 0.63905 | 1.759
207 | 13.1452 | 18.0623 | 0.58167 | 1.735
208 | 12.3322 | 16.9867 | 0.5409 | 1.7809
209 | 11.5117 | 16.2497 | 0.50866 | 1.8149
210 | 11.4688 | 15.7972 | 0.50364 | 1.6632
211 | 11.6502 | 16.2959 | 0.51035 | 1.8874
212 | 11.1158 | 16.5383 | 0.53929 | 1.7629
213 | 10.8808 | 17.6993 | 0.57762 | 1.7886
214 | 10.9839 | 17.8044 | 0.58114 | 1.8792
215 | 10.9948 | 17.9832 | 0.59933 | 1.7626
216 | 10.9141 | 18.1576 | 0.59341 | 1.7493
217 | 11.329 | 18.4422 | 0.60898 | 1.774
218 | 11.3868 | 18.2426 | 0.61342 | 1.8535
219 | 11.2604 | 18.7819 | 0.61674 | 1.7876
220 | 11.3736 | 19.0938 | 0.62613 | 1.8256
221 | 10.9088 | 19.6471 | 0.64946 | 1.786
222 | 11.1644 | 19.078 | 0.62654 | 1.7902
223 | 11.6417 | 18.856 | 0.62936 | 1.8378
224 | 12.5101 | 19.2214 | 0.63329 | 1.8757
225 | 13.8758 | 19.0952 | 0.63152 | 1.8003
226 | 14.7257 | 18.9911 | 0.62711 | 2.0104
227 | 16.0067 | 18.9101 | 0.62146 | 1.6567
228 | 16.1127 | 18.9685 | 0.61896 | 1.8239
229 | 15.8074 | 18.7682 | 0.61041 | 1.8252
230 | 14.8575 | 17.8333 | 0.57378 | 2.0529
231 | 12.9296 | 17.027 | 0.5506 | 1.8989
232 | 12.2372 | 16.0794 | 0.52423 | 1.8186
233 | 11.5942 | 15.7911 | 0.51283 | 1.7314
234 | 11.2384 | 15.8887 | 0.50028 | 1.7002
235 | 11.2098 | 15.7611 | 0.50545 | 1.7261
236 | 11.0602 | 15.8717 | 0.52224 | 1.8847
237 | 11.1156 | 16.5237 | 0.5306 | 1.6119
238 | 11.2483 | 16.7848 | 0.54685 | 1.8388
239 | 11.0888 | 16.9492 | 0.54853 | 1.8846
240 | 11.3499 | 16.6969 | 0.5583 | 1.746
241 | 10.9198 | 17.3146 | 0.56857 | 1.752
242 | 10.9529 | 17.7422 | 0.56501 | 1.7712
243 | 10.7503 | 17.5517 | 0.57575 | 1.6848
244 | 10.8163 | 18.1252 | 0.58448 | 1.7938
245 | 11.1869 | 11.4246 | 0.35011 | 1.6759
246 | 11.2048 | 11.4078 | 0.36788 | 1.8754
247 | 11.1076 | 11.4946 | 0.35635 | 1.7062
248 | 11.4764 | 11.5465 | 0.36402 | 1.6605
249 | 11.845 | 11.6191 | 0.36446 | 1.7925
250 | 11.3856 | 11.6579 | 0.37798 | 1.7728
251 | 11.3696 | 12.0817 | 0.38073 | 1.7524
252 | 11.3139 | 11.5847 | 0.38182 | 1.8423
253 | 11.5264 | 11.5587 | 0.36079 | 1.9635
254 | 10.8957 | 10.2919 | 0.32308 | 1.7081
255 | 11.3612 | 9.3143 | 0.28198 | 1.6483
256 | 11.0757 | 8.7123 | 0.2518 | 1.8223
257 | 10.9876 | 8.0115 | 0.2441 | 1.6954
258 | 10.9851 | 8.0236 | 0.22629 | 1.7271
259 | 11.0325 | 8.0546 | 0.2236 | 1.8542
260 | 11.0895 | 8.5099 | 0.24697 | 1.7774
261 | 11.0927 | 8.9614 | 0.26807 | 1.8008
262 | 11.32 | 9.3927 | 0.2842 | 1.8333
263 | 11.5787 | 9.8543 | 0.296 | 1.8617
264 | 12.0028 | 9.9509 | 0.31265 | 1.8837
265 | 11.4726 | 10.3008 | 0.31737 | 1.8913
266 | 11.2825 | 10.7995 | 0.34053 | 1.6727
267 | 11.4196 | 11.1976 | 0.34001 | 1.8677
268 | 11.1624 | 11.3634 | 0.36955 | 1.9549
269 | 11.0036 | 12.1962 | 0.387 | 1.8364
270 | 11.1029 | 12.2325 | 0.3975 | 1.8575
271 | 10.908 | 13.0693 | 0.41832 | 1.8572
272 | 10.9839 | 13.3826 | 0.41841 | 1.8981
273 | 10.7197 | 13.4811 | 0.44527 | 1.6926
274 | 11.3745 | 13.6275 | 0.45953 | 1.6363
275 | 11.5577 | 14.2913 | 0.46556 | 1.7573
276 | 11.392 | 14.5175 | 0.46933 | 1.8112
277 | 11.6164 | 14.6885 | 0.4725 | 1.7079
278 | 11.0803 | 14.3238 | 0.47042 | 1.6798
279 | 10.5845 | 14.1208 | 0.47329 | 1.6604
280 | 11.4584 | 14.1611 | 0.45879 | 1.6436
281 | 11.1061 | 14.3458 | 0.47185 | 1.7377
282 | 11.1023 | 14.3922 | 0.46834 | 1.7994
283 | 11.2986 | 14.4069 | 0.48337 | 1.6708
284 | 11.2017 | 14.8151 | 0.48352 | 1.8043
285 | 11.4931 | 14.6397 | 0.4968 | 1.7784
286 | 10.4907 | 14.4255 | 0.49627 | 1.847
287 | 11.3462 | 14.6221 | 0.49428 | 1.9177
288 | 11.1959 | 15.4368 | 0.50931 | 1.6247
289 | 11.1488 | 14.9672 | 0.50499 | 1.8106
290 | 11.1981 | 15.2027 | 0.51429 | 1.847
291 | 11.4431 | 15.6391 | 0.51669 | 1.8425
292 | 11.546 | 15.2343 | 0.51099 | 1.8403
293 | 11.0376 | 25.7333 | 0.89516 | 1.9271
294 | 11.5679 | 25.5834 | 0.88145 | 1.7527
295 | 11.4184 | 25.0756 | 0.87659 | 1.7077
296 | 12.3433 | 24.9336 | 0.85297 | 1.9504
297 | 13.5234 | 24.7352 | 0.8481 | 1.7802
298 | 14.4929 | 24.5501 | 0.84215 | 1.8539
299 | 15.5916 | 24.3005 | 0.84226 | 1.6988
300 | 16.5169 | 24.052 | 0.83074 | 1.7374
301 | 15.7068 | 23.8306 | 0.81604 | 1.8399
302 | 14.6574 | 22.6253 | 0.7674 | 1.7554
303 | 13.1936 | 21.3998 | 0.71022 | 1.9722
304 | 12.792 | 20.8554 | 0.69677 | 1.8503
305 | 12.2234 | 19.879 | 0.669 | 1.7726
306 | 12.1085 | 19.6577 | 0.65537 | 1.7096
307 | 11.5667 | 19.4753 | 0.64914 | 1.8253
308 | 10.9472 | 19.7803 | 0.66261 | 1.767
309 | 11.6686 | 20.5452 | 0.68581 | 1.7428
310 | 11.5016 | 20.5861 | 0.68812 | 1.956
311 | 10.8956 | 20.9716 | 0.70735 | 1.7964
312 | 11.0878 | 21.2606 | 0.71428 | 1.7519
313 | 11.0014 | 20.9057 | 0.71017 | 1.9677
314 | 11.0037 | 21.1252 | 0.71566 | 1.7003
315 | 11.1657 | 21.1827 | 0.70727 | 1.706
316 | 11.0291 | 21.1942 | 0.72066 | 1.6782
317 | 10.6712 | 21.4032 | 0.73828 | 1.7017
318 | 11.5498 | 22.1101 | 0.75249 | 1.722
319 | 11.7662 | 22.5509 | 0.76836 | 1.6764
320 | 12.243 | 22.4812 | 0.76245 | 1.8894
321 | 13.3411 | 22.7128 | 0.78613 | 1.9066
322 | 14.7295 | 23.1882 | 0.78954 | 1.6443
323 | 15.6913 | 23.2167 | 0.78773 | 1.7862
324 | 16.1541 | 23.1272 | 0.78809 | 1.665
325 | 15.2462 | 22.7192 | 0.77498 | 1.6894
326 | 14.8045 | 20.8044 | 0.71112 | 1.7483
327 | 13.2145 | 19.6579 | 0.65588 | 1.8728
328 | 12.2109 | 18.7653 | 0.62036 | 1.7074
329 | 11.5998 | 18.0491 | 0.5948 | 1.6636
330 | 11.2241 | 17.5559 | 0.58712 | 1.8283
331 | 11.459 | 17.9572 | 0.58473 | 1.7613
332 | 11.3341 | 18.479 | 0.60567 | 1.7761
333 | 10.8314 | 19.3685 | 0.64829 | 1.6399
334 | 11.3048 | 20.1963 | 0.66741 | 1.8225
335 | 11.0419 | 20.6277 | 0.69298 | 1.8133
336 | 11.3327 | 21.3681 | 0.7215 | 1.8872
337 | 11.3777 | 22.0236 | 0.74881 | 1.7287
338 | 11.4956 | 22.3183 | 0.76199 | 1.8299
339 | 11.15 | 23.0489 | 0.78762 | 1.6882
340 | 10.9593 | 23.8999 | 0.81291 | 1.7733
341 | 11.4067 | 24.4025 | 0.84719 | 1.6882
342 | 11.3223 | 25.4379 | 0.87142 | 1.8522
343 | 11.8221 | 25.6445 | 0.90634 | 1.8038
344 | 12.4241 | 26.3992 | 0.92361 | 1.712
345 | 13.4275 | 26.9302 | 0.93003 | 1.9365
346 | 15.3157 | 27.0376 | 0.95156 | 1.8414
347 | 15.7396 | 27.6589 | 0.95854 | 1.8728
348 | 15.8278 | 27.7602 | 0.96388 | 1.7509
349 | 15.6073 | 27.3379 | 0.95965 | 1.817
350 | 13.9547 | 26.561 | 0.9127 | 1.6612
351 | 13.076 | 25.352 | 0.87916 | 1.7743
352 | 12.6831 | 25.0249 | 0.85132 | 1.7239
353 | 11.8662 | 24.2142 | 0.82992 | 1.7729
354 | 11.8754 | 23.9437 | 0.81407 | 1.9131
355 | 11.4601 | 24.0651 | 0.82138 | 1.8263
356 | 11.1303 | 24.5019 | 0.83628 | 1.9645
357 | 11.7941 | 25.1258 | 0.875 | 1.841
358 | 10.892 | 25.1829 | 0.88326 | 1.8011
359 | 11.5585 | 25.3617 | 0.86347 | 1.8127
360 | 11.0049 | 25.2966 | 0.87407 | 1.8393
361 | 11.3301 | 25.3163 | 0.87082 | 1.8033
362 | 11.6015 | 25.2567 | 0.86189 | 1.816
363 | 11.432 | 25.243 | 0.86971 | 1.7169
364 | 11.3764 | 25.2305 | 0.86688 | 1.6526
365 | 11.1997 | 25.2781 | 0.85011 | 1.9025
366 | 11.303 | 24.838 | 0.8529 | 1.7812
367 | 12.1076 | 24.5736 | 0.83599 | 1.7407
368 | 12.5738 | 24.4464 | 0.83716 | 1.7373
369 | 13.3968 | 24.2425 | 0.84254 | 1.7899
370 | 14.6263 | 24.2625 | 0.82353 | 1.7092
371 | 15.5741 | 23.7511 | 0.82156 | 1.8929
372 | 16.2691 | 23.6436 | 0.81339 | 1.7881
373 | 15.2532 | 23.6349 | 0.79821 | 1.729
374 | 14.4999 | 22.0032 | 0.73831 | 1.7838
375 | 13.6412 | 20.3303 | 0.67777 | 1.8472
376 | 12.6434 | 18.912 | 0.62093 | 1.8159
377 | 11.7021 | 17.8616 | 0.57925 | 1.7125
378 | 11.6893 | 15.98 | 0.51745 | 1.8531
379 | 11.2894 | 15.5623 | 0.49494 | 1.9152
380 | 11.1417 | 15.416 | 0.50413 | 1.7928
381 | 10.9884 | 16.8485 | 0.5481 | 1.8087
382 | 11.0644 | 17.1164 | 0.56143 | 1.8525
383 | 11.0895 | 17.2401 | 0.55831 | 1.7206
384 | 11.1008 | 17.5554 | 0.56748 | 1.6121
385 | 11.175 | 17.8933 | 0.58325 | 1.921
386 | 11.1304 | 17.7116 | 0.58093 | 1.7415
387 | 11.8205 | 18.1325 | 0.60119 | 1.7242
388 | 11.4667 | 18.254 | 0.599 | 1.7889
389 | 11.3999 | 18.6136 | 0.62071 | 1.8552
390 | 11.0907 | 19.3086 | 0.62982 | 1.7715
391 | 11.3335 | 19.8482 | 0.65888 | 1.7496
392 | 12.2969 | 20.0133 | 0.67164 | 1.651
393 | 13.5429 | 20.1659 | 0.68615 | 1.6399
394 | 14.5274 | 20.5441 | 0.69059 | 1.7211
395 | 15.3188 | 20.6695 | 0.6932 | 1.7134
396 | 16.4178 | 20.7954 | 0.7038 | 1.851
397 | 15.5373 | 20.6031 | 0.68136 | 1.8057
398 | 15.0069 | 18.4813 | 0.60135 | 1.9354
399 | 13.3266 | 16.4222 | 0.51682 | 1.8044
400 | 12.5195 | 15.0145 | 0.47545 | 1.7473
401 | 12.0358 | 14.2615 | 0.4477 | 1.796
402 | 11.7298 | 13.4454 | 0.40064 | 1.7559
403 | 10.8185 | 12.9021 | 0.39187 | 2.0137
404 | 11.3374 | 13.0398 | 0.39548 | 1.6713
405 | 11.325 | 14.3702 | 0.44577 | 1.7496
406 | 11.6711 | 14.9993 | 0.45852 | 1.6092
407 | 11.7804 | 14.935 | 0.47323 | 1.8329
408 | 11.4648 | 15.411 | 0.49754 | 1.691
409 | 11.2371 | 15.8601 | 0.50962 | 1.7645
410 | 11.0034 | 16.0212 | 0.51379 | 1.6175
411 | 10.9904 | 16.5711 | 0.53348 | 1.8925
412 | 11.5966 | 16.8012 | 0.55029 | 1.8141
413 | 10.9257 | 10.8511 | 0.33816 | 1.9954
414 | 11.1978 | 11.022 | 0.34668 | 1.7553
415 | 10.9693 | 10.8048 | 0.34972 | 1.7059
416 | 11.2542 | 11.2106 | 0.34892 | 1.712
417 | 11.363 | 11.2265 | 0.34522 | 1.7317
418 | 10.8103 | 11.1421 | 0.34869 | 1.8436
419 | 11.48 | 11.318 | 0.35485 | 1.6819
420 | 11.5492 | 11.4247 | 0.35717 | 1.8009
421 | 11.5504 | 11.277 | 0.35466 | 1.6715
422 | 11.0989 | 10.0119 | 0.30932 | 1.8342
423 | 11.3863 | 9.4341 | 0.27097 | 1.7083
424 | 10.9797 | 9.1137 | 0.25812 | 1.7457
425 | 10.6618 | 7.8195 | 0.22252 | 1.7168
426 | 11.3527 | 7.2772 | 0.20066 | 1.6758
427 | 11.2239 | 7.1656 | 0.19716 | 1.7424
428 | 11.1063 | 6.7217 | 0.19505 | 1.7596
429 | 10.535 | 7.6486 | 0.21659 | 1.703
430 | 10.6792 | 8.0872 | 0.22994 | 1.952
431 | 12.0969 | 8.0007 | 0.23573 | 1.7911
432 | 10.9793 | 7.857 | 0.22421 | 1.9505
433 | 11.3897 | 7.9971 | 0.22809 | 1.833
434 | 11.0248 | 8.0882 | 0.24452 | 1.8227
435 | 11.1643 | 8.3274 | 0.2354 | 1.8494
436 | 10.8329 | 8.2042 | 0.24018 | 1.9023
437 | 11.4773 | 8.2219 | 0.24695 | 1.7628
438 | 11.0119 | 8.356 | 0.24145 | 1.7063
439 | 10.7225 | 8.6009 | 0.25229 | 1.7644
440 | 11.2455 | 8.5895 | 0.25057 | 1.6821
441 | 11.2987 | 9.0239 | 0.24948 | 1.8746
442 | 11.2342 | 8.9093 | 0.26141 | 1.7569
443 | 11.6591 | 8.9231 | 0.25573 | 1.8801
444 | 11.1402 | 8.7718 | 0.25278 | 1.7663
445 | 11.3794 | 8.5397 | 0.23799 | 1.5936
446 | 11.1536 | 7.8864 | 0.22413 | 1.759
447 | 11.2317 | 7.4764 | 0.21419 | 1.7071
448 | 11.6129 | 7.1284 | 0.19608 | 1.7567
449 | 11.4626 | 6.8729 | 0.18585 | 1.7549
450 | 11.0004 | 6.8702 | 0.18576 | 1.7457
451 | 11.4252 | 6.7849 | 0.19528 | 1.7009
452 | 10.9749 | 7.1091 | 0.20041 | 1.6986
453 | 11.2242 | 7.3786 | 0.20548 | 1.9017
454 | 11.6616 | 7.4777 | 0.2186 | 1.7898
455 | 11.0949 | 7.6489 | 0.21499 | 1.6052
456 | 10.909 | 8.0426 | 0.23026 | 1.5681
457 | 11.2918 | 8.3273 | 0.23671 | 1.9828
458 | 11.4772 | 8.3702 | 0.25125 | 1.9009
459 | 10.9061 | 8.4022 | 0.24819 | 1.7172
460 | 11.0326 | 8.7429 | 0.25016 | 1.6533
461 | 11.0672 | 13.7458 | 0.42475 | 1.7015
462 | 11.6164 | 14.1548 | 0.44645 | 1.9047
463 | 11.738 | 14.8431 | 0.4697 | 1.9876
464 | 12.7552 | 15.4015 | 0.48231 | 1.6841
465 | 13.7605 | 15.5584 | 0.49156 | 1.6757
466 | 14.8588 | 15.8761 | 0.51362 | 1.8127
467 | 15.3769 | 16.3197 | 0.52379 | 1.7105
468 | 16.7191 | 16.5673 | 0.5369 | 1.5958
469 | 16.4412 | 15.7633 | 0.50368 | 1.8497
470 | 14.2514 | 12.9063 | 0.40258 | 1.7654
471 | 12.8584 | 11.2876 | 0.32261 | 1.7851
472 | 12.2279 | 9.7654 | 0.26794 | 1.6967
473 | 11.5795 | 8.6676 | 0.21602 | 1.7075
474 | 11.092 | 7.8672 | 0.19328 | 1.8769
475 | 11.3685 | 7.9322 | 0.1915 | 1.6751
476 | 11.2687 | 8.7563 | 0.22895 | 1.8618
477 | 11.1871 | 10.9244 | 0.29727 | 1.7687
478 | 11.3075 | 10.9369 | 0.31511 | 1.8766
479 | 11.5024 | 10.8658 | 0.31006 | 1.8562
480 | 11.1288 | 11.086 | 0.32047 | 1.8018
481 | 11.255 | 11.0648 | 0.33075 | 1.8865
482 | 11.5255 | 11.3743 | 0.33186 | 1.7066
483 | 10.9281 | 11.5434 | 0.33792 | 1.7707
484 | 11.3077 | 11.6799 | 0.35229 | 1.8787
485 | 11.0876 | 11.7701 | 0.35466 | 1.6736
486 | 11.5374 | 11.8657 | 0.34799 | 1.8234
487 | 11.9435 | 11.8723 | 0.3631 | 1.7712
488 | 12.4396 | 11.5552 | 0.33481 | 1.8725
489 | 13.0105 | 11.7519 | 0.33417 | 1.842
490 | 14.5914 | 11.1 | 0.3224 | 1.6954
491 | 15.8628 | 11.2188 | 0.32222 | 1.8946
492 | 15.7836 | 10.9004 | 0.30578 | 1.903
493 | 16.2222 | 10.6497 | 0.30075 | 1.7088
494 | 14.5221 | 10.1606 | 0.28957 | 1.6909
495 | 13.775 | 9.4484 | 0.25621 | 1.865
496 | 12.7622 | 8.9009 | 0.24329 | 1.5845
497 | 12.0107 | 8.522 | 0.2335 | 1.813
498 | 11.5246 | 8.465 | 0.21672 | 1.7486
499 | 11.251 | 8.7287 | 0.22695 | 1.6129
500 | 11.4042 | 8.5351 | 0.23032 | 1.8874
501 | 11.2375 | 9.0094 | 0.24366 | 1.8124
502 | 10.7514 | 9.0183 | 0.23206 | 1.8992
503 | 11.4289 | 9.1754 | 0.24543 | 1.8222
504 | 11.411 | 9.5694 | 0.2459 | 1.709
505 | 11.2827 | 9.346 | 0.25478 | 1.8476
506 | 11.484 | 9.8536 | 0.26559 | 1.8047
507 | 10.6362 | 9.729 | 0.26689 | 1.7901
508 | 11.9109 | 9.5886 | 0.26818 | 1.8882
509 | 11.4481 | 10.2281 | 0.28093 | 1.6943
510 | 12.0105 | 10.3925 | 0.28743 | 1.9226
511 | 11.8269 | 10.6249 | 0.30313 | 1.7479
512 | 12.3895 | 10.5333 | 0.31028 | 1.8292
513 | 13.6686 | 10.7294 | 0.31145 | 1.5929
514 | 14.6573 | 10.8101 | 0.31621 | 1.7643
515 | 15.4842 | 11.0236 | 0.31941 | 1.795
516 | 15.4116 | 11.0701 | 0.31065 | 1.8496
517 | 15.8731 | 10.1394 | 0.28306 | 1.8156
518 | 14.4314 | 9.5628 | 0.25272 | 1.8295
519 | 13.6251 | 8.7625 | 0.23547 | 1.7741
520 | 12.5139 | 7.8653 | 0.1948 | 1.6487
521 | 11.6565 | 7.0473 | 0.16438 | 1.7314
522 | 11.8158 | 6.1552 | 0.14354 | 1.7574
523 | 11.2935 | 6.1552 | 0.12545 | 1.6478
524 | 11.0724 | 6.3175 | 0.13651 | 1.5698
525 | 10.8637 | 7.2592 | 0.16552 | 1.6245
526 | 11.5869 | 7.549 | 0.18884 | 1.8732
527 | 10.8268 | 8.3601 | 0.21861 | 1.7678
528 | 11.3447 | 8.8527 | 0.23231 | 1.7929
529 | 11.2814 | 9.4572 | 0.25817 | 1.7825
530 | 10.8078 | 10.0683 | 0.27312 | 1.723
531 | 10.8564 | 10.5611 | 0.29478 | 1.578
532 | 11.5343 | 11.2428 | 0.31861 | 1.6914
533 | 11.0576 | 12.1349 | 0.35677 | 1.8171
534 | 11.1568 | 12.7227 | 0.38916 | 1.7393
535 | 11.5844 | 13.9627 | 0.42047 | 1.8418
536 | 12.5656 | 14.1766 | 0.4374 | 1.9076
537 | 13.7393 | 14.5332 | 0.45658 | 1.9041
538 | 14.8346 | 15.0235 | 0.46601 | 1.7301
539 | 15.9951 | 15.2998 | 0.47657 | 1.7749
540 | 15.4394 | 15.2852 | 0.48284 | 1.7228
541 | 15.9148 | 14.4081 | 0.46097 | 1.8412
542 | 15.2808 | 13.2471 | 0.39898 | 1.7541
543 | 13.8548 | 11.4165 | 0.34586 | 1.851
544 | 12.4733 | 10.2395 | 0.28171 | 1.8709
545 | 11.3234 | 9.0763 | 0.25405 | 1.8147
546 | 11.2149 | 8.5957 | 0.23553 | 1.653
547 | 11.6171 | 8.6201 | 0.23071 | 1.6877
548 | 11.3969 | 9.1245 | 0.26143 | 1.7348
549 | 11.3199 | 10.5771 | 0.29468 | 1.8303
550 | 10.8814 | 11.0902 | 0.31899 | 1.7814
551 | 11.0713 | 12.1513 | 0.35003 | 1.809
552 | 11.0667 | 12.9417 | 0.39231 | 1.6566
553 | 11.0315 | 13.5821 | 0.42395 | 1.9146
554 | 11.8153 | 14.5513 | 0.44859 | 1.7491
555 | 11.2157 | 15.436 | 0.48043 | 1.8679
556 | 12.009 | 16.4536 | 0.52189 | 1.8976
557 | 11.3302 | 17.2411 | 0.54708 | 1.7521
558 | 11.8376 | 17.615 | 0.5678 | 1.7694
559 | 12.3203 | 18.5185 | 0.60774 | 1.6218
560 | 12.1809 | 18.9184 | 0.61839 | 1.7301
561 | 13.2726 | 19.3691 | 0.65405 | 1.7999
562 | 14.4471 | 19.6515 | 0.65805 | 1.7866
563 | 15.8126 | 19.8173 | 0.6512 | 1.5432
564 | 15.915 | 19.8351 | 0.66843 | 1.7601
565 | 15.8136 | 19.7706 | 0.64981 | 1.7224
566 | 14.8681 | 18.8101 | 0.62992 | 1.7907
567 | 13.1733 | 18.8478 | 0.60777 | 1.8137
568 | 12.7694 | 18.0584 | 0.59504 | 1.7404
569 | 12.2971 | 18.0816 | 0.56978 | 1.8068
570 | 11.3018 | 17.6451 | 0.57188 | 1.8457
571 | 11.068 | 17.8691 | 0.57602 | 1.7536
572 | 11.2493 | 18.2146 | 0.59047 | 1.8664
573 | 11.4373 | 18.557 | 0.61716 | 1.7769
574 | 11.0467 | 18.593 | 0.62954 | 1.7773
575 | 11.0442 | 19.8073 | 0.63848 | 1.7182
576 | 11.3438 | 19.9914 | 0.67226 | 1.9089
577 | 11.3965 | 20.418 | 0.68129 | 1.8351
578 | 11.647 | 21.2982 | 0.70301 | 1.8075
579 | 11.2278 | 21.7815 | 0.7163 | 1.7464
580 | 11.5848 | 22.1737 | 0.73896 | 1.7428
581 | 11.3456 | 13.4399 | 0.43675 | 1.61
582 | 11.5409 | 13.5048 | 0.44241 | 1.7582
583 | 11.1171 | 13.877 | 0.44527 | 1.671
584 | 11.0933 | 13.8251 | 0.44843 | 1.9417
585 | 11.5179 | 13.972 | 0.45935 | 1.7706
586 | 10.9293 | 13.7363 | 0.4683 | 1.7185
587 | 10.9553 | 13.8259 | 0.46715 | 1.8443
588 | 11.0851 | 14.2214 | 0.4662 | 1.7551
589 | 10.8181 | 13.223 | 0.43664 | 1.75
590 | 11.1926 | 12.0656 | 0.39586 | 1.9831
591 | 11.3387 | 11.0445 | 0.34601 | 1.7277
592 | 11.2375 | 9.8597 | 0.30241 | 1.6947
593 | 10.7309 | 9.0184 | 0.27893 | 1.778
594 | 10.683 | 8.5217 | 0.24813 | 1.8178
595 | 10.9661 | 8.4597 | 0.24158 | 1.8131
596 | 11.4328 | 9.0213 | 0.26158 | 1.6266
597 | 10.3207 | 9.4089 | 0.29601 | 1.9278
598 | 10.6413 | 9.7174 | 0.29452 | 1.7901
599 | 11.078 | 9.9412 | 0.29437 | 1.801
600 | 11.1926 | 9.797 | 0.30446 | 1.7179
601 | 11.2703 | 9.9878 | 0.30668 | 1.7432
602 | 10.4885 | 10.1819 | 0.31131 | 1.8443
603 | 10.9443 | 10.3655 | 0.3131 | 1.8679
604 | 11.6033 | 10.3595 | 0.32433 | 1.6942
605 | 10.6541 | 10.4399 | 0.3167 | 1.7631
606 | 11.4751 | 10.2306 | 0.31924 | 1.8352
607 | 11.418 | 10.6302 | 0.31874 | 1.694
608 | 11.2748 | 10.2532 | 0.32169 | 1.8997
609 | 11.0928 | 10.5013 | 0.3253 | 1.7138
610 | 11.5463 | 10.639 | 0.32945 | 1.7123
611 | 11.0653 | 10.5303 | 0.31409 | 1.6939
612 | 11.0998 | 10.5603 | 0.32177 | 1.7884
613 | 11.2735 | 9.8042 | 0.28852 | 1.8402
614 | 11.1053 | 8.4222 | 0.23325 | 1.8625
615 | 11.0603 | 6.7925 | 0.18408 | 1.7731
616 | 10.9076 | 5.4027 | 0.13726 | 1.7275
617 | 11.0121 | 4.9079 | 0.12319 | 1.6004
618 | 10.3564 | 4.4669 | 0.12676 | 1.7565
619 | 11.2542 | 4.6808 | 0.13067 | 1.8457
620 | 10.9525 | 4.1157 | 0.12319 | 1.7137
621 | 11.3638 | 5.5547 | 0.12602 | 1.6912
622 | 11.2406 | 5.6629 | 0.12816 | 1.788
623 | 12.3135 | 5.676 | 0.13155 | 1.7719
624 | 11.2873 | 5.8342 | 0.15075 | 1.8272
625 | 10.9188 | 6.0476 | 0.14231 | 1.8046
626 | 10.996 | 6.455 | 0.1554 | 1.6133
627 | 11.1207 | 6.3032 | 0.16283 | 1.8833
628 | 11.1238 | 6.4782 | 0.15895 | 1.8175
629 | 11.6568 | 8.7437 | 0.24771 | 1.7705
630 | 10.911 | 9.4147 | 0.25386 | 1.8369
631 | 11.6885 | 9.9983 | 0.27386 | 1.6395
632 | 12.3635 | 10.0668 | 0.28312 | 1.9489
633 | 13.2711 | 10.5172 | 0.2895 | 1.8178
634 | 14.2673 | 10.4431 | 0.28984 | 1.8198
635 | 15.6506 | 10.602 | 0.30694 | 1.7351
636 | 16.0621 | 10.7156 | 0.30401 | 1.5702
637 | 15.9516 | 10.8155 | 0.31281 | 1.6981
638 | 14.1752 | 10.6462 | 0.30873 | 1.7454
639 | 14.0324 | 11.7731 | 0.34534 | 1.696
640 | 12.0697 | 10.9311 | 0.32094 | 1.9945
641 | 11.8193 | 10.6684 | 0.30291 | 1.8282
642 | 11.3941 | 10.8113 | 0.30252 | 1.776
643 | 11.4004 | 11.1765 | 0.30218 | 1.7664
644 | 11.248 | 10.4971 | 0.30344 | 1.8099
645 | 11.4525 | 11.1025 | 0.31874 | 1.8718
646 | 10.5176 | 11.2429 | 0.32162 | 1.9578
647 | 10.975 | 11.5057 | 0.32485 | 1.8833
648 | 10.6872 | 11.7763 | 0.32958 | 1.8989
649 | 11.2236 | 11.5667 | 0.34054 | 1.667
650 | 11.1242 | 12.0877 | 0.34443 | 1.7294
651 | 11.0099 | 12.3027 | 0.35514 | 1.6469
652 | 11.0471 | 12.1575 | 0.37442 | 1.8891
653 | 10.6455 | 12.986 | 0.3904 | 1.7415
654 | 10.9119 | 13.4969 | 0.41392 | 1.8552
655 | 11.3462 | 13.8101 | 0.41915 | 1.7151
656 | 12.4904 | 14.3069 | 0.42722 | 1.8232
657 | 13.5626 | 14.4949 | 0.45085 | 1.8926
658 | 15.3164 | 14.5902 | 0.45952 | 1.6969
659 | 15.4653 | 14.6835 | 0.45879 | 1.77
660 | 15.9583 | 14.6274 | 0.46616 | 1.7696
661 | 15.6049 | 14.5988 | 0.46133 | 1.8385
662 | 15.0143 | 14.3559 | 0.4542 | 1.8172
663 | 13.3646 | 14.3294 | 0.45203 | 1.5981
664 | 11.8208 | 14.2106 | 0.43385 | 1.6632
665 | 11.642 | 13.9314 | 0.42706 | 1.7709
666 | 11.3673 | 12.5352 | 0.36779 | 1.7343
667 | 10.9052 | 11.5009 | 0.32999 | 1.8521
668 | 11.0972 | 11.1839 | 0.32311 | 1.8263
669 | 11.3828 | 11.8122 | 0.34754 | 1.8634
670 | 10.9803 | 11.8829 | 0.35418 | 1.8115
671 | 10.8048 | 12.7194 | 0.38148 | 1.7974
672 | 11.2703 | 13.228 | 0.38884 | 1.8723
673 | 11.2337 | 13.4028 | 0.42008 | 1.8518
674 | 10.8995 | 14.1269 | 0.42976 | 1.7282
675 | 11.709 | 14.4435 | 0.4519 | 1.9802
676 | 11.3737 | 14.624 | 0.45492 | 1.703
677 | 11.4682 | 15.2903 | 0.47812 | 1.8181
678 | 11.4571 | 15.9311 | 0.48867 | 1.738
679 | 11.9823 | 16.2052 | 0.51499 | 1.7583
680 | 12.3894 | 16.5114 | 0.52488 | 1.7427
681 | 12.9655 | 16.6718 | 0.52817 | 1.8293
682 | 14.582 | 16.415 | 0.53514 | 1.7
683 | 16.1097 | 16.9564 | 0.55194 | 1.8461
684 | 16.1705 | 16.9106 | 0.55144 | 1.7056
685 | 15.9617 | 15.2026 | 0.48959 | 1.7292
686 | 14.4995 | 13.7153 | 0.4174 | 1.6751
687 | 13.6237 | 12.0964 | 0.35825 | 1.8503
688 | 12.3324 | 9.549 | 0.25883 | 1.7578
689 | 12.338 | 8.2525 | 0.21549 | 1.6981
690 | 11.4659 | 7.504 | 0.17973 | 1.593
691 | 11.5434 | 6.5961 | 0.13769 | 1.6846
692 | 11.0738 | 6.2162 | 0.13287 | 1.7163
693 | 11.7926 | 7.5327 | 0.19157 | 1.7538
694 | 10.7937 | 8.3742 | 0.21644 | 1.6632
695 | 10.7881 | 8.8299 | 0.23358 | 1.744
696 | 11.2389 | 9.4077 | 0.25265 | 1.7333
697 | 10.6836 | 10.215 | 0.27224 | 1.7321
698 | 11.6645 | 10.3707 | 0.29935 | 1.7384
699 | 11.3774 | 11.2542 | 0.31662 | 1.9685
700 | 11.2762 | 11.6222 | 0.33672 | 1.6215
701 | 11.0807 | 11.9834 | 0.35592 | 1.7225
702 | 12.0113 | 12.4113 | 0.37392 | 1.8492
703 | 11.7671 | 12.8336 | 0.39315 | 1.745
704 | 12.8457 | 13.4031 | 0.39968 | 1.8535
705 | 13.6268 | 13.3757 | 0.41204 | 1.8123
706 | 14.9049 | 13.8027 | 0.42786 | 1.7629
707 | 15.8109 | 13.8734 | 0.43436 | 1.6405
708 | 16.6472 | 13.9914 | 0.42513 | 1.7818
709 | 15.6349 | 13.3859 | 0.39886 | 1.8794
710 | 14.8436 | 10.7003 | 0.31197 | 1.5847
711 | 14.3438 | 9.3854 | 0.25397 | 1.6952
712 | 12.9689 | 8.086 | 0.20025 | 1.7007
713 | 11.6077 | 8.1114 | 0.21657 | 1.6585
714 | 10.8694 | 8.3164 | 0.21445 | 1.757
715 | 11.3785 | 8.7911 | 0.23902 | 1.8262
716 | 11.07 | 9.5151 | 0.24685 | 1.7991
717 | 11.3725 | 10.1333 | 0.27586 | 1.7723
718 | 11.8573 | 10.9215 | 0.30839 | 1.6697
719 | 11.0549 | 10.9435 | 0.30523 | 1.8167
720 | 11.5138 | 10.574 | 0.29809 | 1.7427
721 | 11.7353 | 10.5785 | 0.31096 | 1.8734
722 | 11.2262 | 10.593 | 0.2984 | 1.9635
723 | 11.1623 | 10.7506 | 0.2928 | 1.7033
724 | 12.0039 | 10.4183 | 0.29612 | 1.9304
725 | 11.3403 | 10.4439 | 0.29758 | 1.77
726 | 11.5265 | 10.1242 | 0.27712 | 1.6415
727 | 12.0745 | 10.0511 | 0.2711 | 1.9045
728 | 12.4298 | 9.7655 | 0.2743 | 1.8766
729 | 13.9862 | 9.6365 | 0.25926 | 1.8666
730 | 14.9083 | 9.5265 | 0.25185 | 1.8896
731 | 15.1154 | 9.1883 | 0.25066 | 1.7106
732 | 16.2742 | 9.2029 | 0.24807 | 1.6999
733 | 16.009 | 7.5437 | 0.17871 | 1.8029
734 | 14.6501 | 5.9873 | 0.12771 | 1.9084
735 | 13.355 | 5.1881 | 0.12273 | 1.843
736 | 12.3011 | 4.7406 | 0.11771 | 1.8242
737 | 11.6793 | 4.558 | 0.11211 | 1.7679
738 | 11.9407 | 4.5071 | 0.12364 | 1.78
739 | 11.816 | 4.3935 | 0.11967 | 1.76
740 | 11.5224 | 4.9282 | 0.10899 | 1.8283
741 | 11.4903 | 4.7465 | 0.13091 | 1.8055
742 | 12.2445 | 4.5191 | 0.13285 | 1.5909
743 | 10.626 | 4.5456 | 0.12102 | 1.8579
744 | 11.3829 | 4.6221 | 0.12253 | 1.8864
745 | 11.0964 | 4.5109 | 0.11726 | 1.8236
746 | 11.6433 | 4.8698 | 0.13361 | 1.7187
747 | 11.885 | 5.0315 | 0.12526 | 1.8433
748 | 11.2538 | 5.4316 | 0.12256 | 1.7133
749 | 10.8663 | 5.0652 | 0.12248 | 1.7148
750 | 11.2443 | 5.3443 | 0.12925 | 1.7798
751 | 11.626 | 5.9546 | 0.13781 | 1.8114
752 | 11.3505 | 6.0981 | 0.14071 | 1.7996
753 | 11.2563 | 6.2844 | 0.15146 | 1.7827
754 | 11.3607 | 6.1287 | 0.16088 | 1.7563
755 | 11.1106 | 6.0388 | 0.16317 | 1.6816
756 | 11.2219 | 6.3471 | 0.15225 | 1.8876
757 | 11.3217 | 6.0454 | 0.14671 | 1.8876
758 | 11.8102 | 5.5427 | 0.12518 | 1.6182
759 | 11.2787 | 4.6673 | 0.11272 | 1.7434
760 | 11.0319 | 4.4945 | 0.11898 | 1.7081
761 | 11.4728 | 4.5661 | 0.12421 | 1.8192
762 | 10.8066 | 4.8406 | 0.11175 | 1.7883
763 | 10.788 | 4.5536 | 0.11824 | 1.8469
764 | 10.7117 | 4.6202 | 0.11906 | 1.6347
765 | 11.6889 | 5.0105 | 0.11917 | 1.6664
766 | 10.941 | 5.3608 | 0.12528 | 1.814
767 | 10.8413 | 5.1432 | 0.12523 | 1.8489
768 | 11.3426 | 5.5659 | 0.14133 | 1.6729
769 | 11.4897 | 5.9628 | 0.15575 | 1.8066
770 | 11.3818 | 6.3401 | 0.16164 | 1.8376
771 | 11.0399 | 6.7337 | 0.16342 | 1.8354
772 | 10.5486 | 6.7954 | 0.17992 | 1.8336
773 | 10.7144 | 7.1018 | 0.18478 | 1.6874
774 | 11.2749 | 7.2743 | 0.19919 | 1.6763
775 | 10.543 | 7.951 | 0.20906 | 1.6996
776 | 11.3213 | 7.7676 | 0.21636 | 1.8565
777 | 10.7968 | 7.7367 | 0.22228 | 1.7083
778 | 10.9283 | 7.7137 | 0.22275 | 1.6704
779 | 11.8106 | 7.8586 | 0.2275 | 1.7891
780 | 11.2546 | 7.847 | 0.22992 | 1.7826
781 | 10.6633 | 7.2569 | 0.19576 | 1.7984
782 | 10.9917 | 6.3001 | 0.15658 | 1.8051
783 | 10.7553 | 5.3211 | 0.12647 | 1.7514
784 | 11.4579 | 4.7898 | 0.12065 | 1.7775
785 | 11.3895 | 4.5259 | 0.1203 | 1.7099
786 | 10.981 | 4.4969 | 0.12793 | 1.825
787 | 11.1458 | 4.5441 | 0.13042 | 1.7811
788 | 11.6592 | 4.794 | 0.1186 | 2.0366
789 | 10.9292 | 4.5941 | 0.13013 | 1.7359
790 | 11.2592 | 4.9159 | 0.12484 | 1.748
791 | 11.5188 | 5.1187 | 0.12043 | 1.8602
792 | 11.3615 | 5.4389 | 0.13379 | 1.5926
793 | 11.6594 | 5.5631 | 0.13485 | 1.8397
794 | 11.4076 | 6.1471 | 0.15285 | 1.911
795 | 11.4306 | 6.1704 | 0.15553 | 1.7539
796 | 10.9922 | 6.9056 | 0.17821 | 1.6879
797 | 11.1798 | 9.364 | 0.24383 | 1.7805
798 | 12.0031 | 9.8536 | 0.2707 | 1.733
799 | 12.0318 | 10.3214 | 0.29513 | 1.7426
800 | 13.0479 | 10.6958 | 0.29906 | 1.7923
801 | 13.845 | 11.1047 | 0.31654 | 1.7116
802 | 14.7199 | 11.2531 | 0.33053 | 1.7549
803 | 16.0703 | 11.2001 | 0.33326 | 1.7746
804 | 16.6194 | 11.567 | 0.32952 | 1.798
805 | 15.3549 | 11.2434 | 0.31682 | 1.7992
806 | 14.7505 | 11.1213 | 0.30807 | 1.6843
807 | 13.0985 | 10.4654 | 0.29227 | 1.7302
808 | 12.4587 | 10.0869 | 0.27964 | 1.8283
809 | 11.991 | 10.0288 | 0.26871 | 1.6945
810 | 11.5202 | 9.851 | 0.27873 | 1.8551
811 | 11.0239 | 9.8477 | 0.26173 | 1.8528
812 | 11.0468 | 10.2531 | 0.28852 | 1.6892
813 | 11.0298 | 10.4955 | 0.29986 | 1.779
814 | 11.2273 | 10.7776 | 0.31731 | 1.7551
815 | 11.4118 | 11.7215 | 0.33636 | 1.7598
816 | 10.6037 | 11.6429 | 0.34614 | 1.7445
817 | 10.9905 | 11.8092 | 0.36589 | 1.8914
818 | 11.0224 | 12.7123 | 0.38177 | 1.8082
819 | 11.2877 | 12.9827 | 0.3909 | 1.7331
820 | 11.0125 | 13.1766 | 0.40599 | 1.743
821 | 11.6721 | 14.7161 | 0.45786 | 1.753
822 | 12.05 | 15.8909 | 0.5045 | 1.9106
823 | 11.9687 | 17.5107 | 0.56755 | 1.8896
824 | 12.094 | 18.0869 | 0.59253 | 1.8316
825 | 13.2593 | 18.8925 | 0.62948 | 1.6889
826 | 14.7513 | 19.5639 | 0.65221 | 1.7336
827 | 15.9219 | 20.1338 | 0.66677 | 1.8937
828 | 16.1737 | 20.2554 | 0.67164 | 1.7659
829 | 15.9449 | 19.6415 | 0.64098 | 1.884
830 | 14.4232 | 18.8528 | 0.63311 | 1.7088
831 | 13.8178 | 18.6503 | 0.62113 | 1.869
832 | 12.3134 | 18.6602 | 0.62703 | 1.7911
833 | 11.4856 | 18.5664 | 0.61331 | 1.556
834 | 10.739 | 18.5072 | 0.60593 | 1.6948
835 | 11.1417 | 18.5318 | 0.60823 | 1.9301
836 | 11.1989 | 18.6744 | 0.61954 | 1.9105
837 | 11.2101 | 18.8765 | 0.62575 | 1.8623
838 | 11.1041 | 20.0566 | 0.65672 | 1.7953
839 | 11.2493 | 20.181 | 0.66318 | 1.714
840 | 10.6959 | 20.136 | 0.66382 | 1.8662
841 | 10.7482 | 19.9258 | 0.67358 | 1.7546
842 | 11.053 | 20.1033 | 0.67428 | 2.0058
843 | 10.971 | 20.4674 | 0.68526 | 1.7507
844 | 10.6222 | 20.4458 | 0.67655 | 1.7263
845 | 11.0927 | 19.7063 | 0.66731 | 1.8066
846 | 11.1589 | 19.1494 | 0.64274 | 1.7681
847 | 11.2275 | 18.5276 | 0.61043 | 1.8559
848 | 12.3039 | 18.1185 | 0.59492 | 1.8898
849 | 13.6624 | 17.7525 | 0.57214 | 1.6362
850 | 14.6136 | 17.5242 | 0.56286 | 1.7132
851 | 16.0694 | 17.2089 | 0.55699 | 1.6427
852 | 15.8252 | 16.9075 | 0.53907 | 1.7082
853 | 15.7701 | 15.0783 | 0.4832 | 1.6108
854 | 14.7536 | 13.2484 | 0.40715 | 1.7764
855 | 13.8313 | 10.9485 | 0.32906 | 1.7872
856 | 12.63 | 9.483 | 0.25623 | 1.8842
857 | 11.6524 | 7.9478 | 0.20201 | 1.8152
858 | 11.3627 | 6.9661 | 0.16412 | 1.7963
859 | 11.2896 | 6.5741 | 0.15515 | 1.7619
860 | 10.6865 | 7.0303 | 0.16018 | 1.8093
861 | 10.9175 | 8.0727 | 0.20555 | 1.8349
862 | 11.1033 | 9.2249 | 0.24831 | 1.8371
863 | 11.1512 | 9.637 | 0.26754 | 1.8191
864 | 10.7862 | 10.2083 | 0.278 | 1.8546
865 | 10.7995 | 10.7187 | 0.30067 | 1.7635
866 | 11.2828 | 11.2619 | 0.33376 | 1.6911
867 | 11.3437 | 11.5916 | 0.33926 | 1.8028
868 | 11.2815 | 12.1813 | 0.36412 | 1.738
869 | 11.1242 | 13.3343 | 0.39173 | 1.7859
870 | 11.2685 | 14.3038 | 0.44148 | 1.7902
871 | 11.8319 | 15.6378 | 0.49262 | 1.7583
872 | 12.3686 | 16.2613 | 0.52254 | 1.8281
873 | 13.5386 | 17.0427 | 0.54714 | 1.6449
874 | 14.4517 | 17.2901 | 0.56447 | 1.8206
875 | 15.7631 | 17.5973 | 0.58328 | 1.8116
876 | 16.3694 | 17.6313 | 0.58837 | 1.783
877 | 15.7777 | 16.6572 | 0.53114 | 1.7714
878 | 15.0164 | 14.7883 | 0.47698 | 1.922
879 | 13.2825 | 13.0052 | 0.40465 | 1.6941
880 | 12.2845 | 11.5769 | 0.33638 | 1.8563
881 | 11.8616 | 10.821 | 0.31206 | 1.7252
882 | 11.5093 | 10.0202 | 0.27599 | 1.8406
883 | 11.952 | 10.0976 | 0.26951 | 1.7837
884 | 11.3117 | 10.5238 | 0.28871 | 1.6483
885 | 11.3204 | 11.2357 | 0.32794 | 1.8219
886 | 11.5959 | 12.9018 | 0.39826 | 1.6004
887 | 11.1497 | 13.6121 | 0.41784 | 1.8352
888 | 11.7628 | 14.3343 | 0.43636 | 1.709
889 | 11.3554 | 14.9047 | 0.46211 | 1.6436
890 | 11.5135 | 15.1515 | 0.48345 | 1.7289
891 | 10.9359 | 15.8665 | 0.50504 | 1.7071
892 | 10.7857 | 16.4432 | 0.52656 | 1.8291
893 | 11.4615 | 16.693 | 0.53044 | 1.7776
894 | 10.7466 | 16.6802 | 0.53102 | 1.6609
895 | 11.2023 | 16.8448 | 0.55449 | 1.7885
896 | 12.1163 | 17.1418 | 0.54655 | 1.8519
897 | 13.0166 | 16.9681 | 0.55234 | 1.8547
898 | 14.9711 | 17.1938 | 0.55016 | 1.8087
899 | 16.4063 | 17.2782 | 0.5574 | 1.858
900 | 16.3811 | 16.8953 | 0.54873 | 1.845
901 | 16.1584 | 15.1342 | 0.48127 | 1.6477
902 | 14.3746 | 12.7383 | 0.38992 | 1.8194
903 | 13.4932 | 10.3388 | 0.29562 | 1.5559
904 | 12.1651 | 8.7081 | 0.21886 | 1.7646
905 | 11.712 | 7.0276 | 0.16255 | 1.7153
906 | 11.1627 | 6.0248 | 0.12772 | 1.7107
907 | 11.4523 | 5.9872 | 0.12443 | 1.8231
908 | 10.7917 | 6.0881 | 0.12108 | 1.6602
909 | 11.3636 | 7.4477 | 0.17491 | 1.8216
910 | 11.4293 | 8.6571 | 0.22063 | 1.6685
911 | 11.2761 | 9.8485 | 0.26107 | 1.8225
912 | 11.1332 | 10.3927 | 0.28541 | 1.8229
913 | 10.8735 | 11.0767 | 0.31948 | 1.7686
914 | 10.8454 | 11.891 | 0.34249 | 1.7415
915 | 11.681 | 12.5462 | 0.36215 | 1.7865
916 | 11.2218 | 13.4129 | 0.4023 | 1.8361
917 | 11.0184 | 9.1092 | 0.29085 | 1.7323
918 | 11.5161 | 9.7654 | 0.30495 | 1.6533
919 | 11.6206 | 10.597 | 0.32307 | 1.7508
920 | 10.788 | 10.6467 | 0.33273 | 1.6479
921 | 11.3142 | 11.2356 | 0.3466 | 1.7156
922 | 11.2401 | 11.3922 | 0.35318 | 1.9517
923 | 11.4792 | 11.5518 | 0.36081 | 1.7272
924 | 11.961 | 11.7103 | 0.36365 | 1.7574
925 | 10.496 | 10.9514 | 0.34181 | 1.721
926 | 10.6189 | 10.4235 | 0.32076 | 1.6599
927 | 10.7509 | 9.8782 | 0.29865 | 1.7007
928 | 11.438 | 9.3175 | 0.2847 | 1.7628
929 | 11.1471 | 9.0836 | 0.28086 | 1.7602
930 | 10.8676 | 9.1258 | 0.26541 | 1.6419
931 | 11.2124 | 9.1128 | 0.26802 | 1.6645
932 | 10.7328 | 9.131 | 0.26553 | 1.9787
933 | 11.453 | 9.4142 | 0.27932 | 1.7867
934 | 11.1155 | 9.9349 | 0.29294 | 1.7614
935 | 11.6856 | 10.1001 | 0.3242 | 1.6842
936 | 11.3681 | 10.8418 | 0.33249 | 1.7273
937 | 11.3483 | 11.3341 | 0.35275 | 2.0695
938 | 11.3208 | 12.1186 | 0.37013 | 1.8432
939 | 11.1053 | 12.4146 | 0.39077 | 1.8792
940 | 11.64 | 12.6391 | 0.40557 | 1.7508
941 | 10.9051 | 13.0431 | 0.42239 | 1.6346
942 | 10.7385 | 12.9424 | 0.42724 | 1.8632
943 | 11.768 | 13.248 | 0.44065 | 1.8216
944 | 11.3473 | 13.7262 | 0.45295 | 1.8584
945 | 11.0455 | 13.6885 | 0.46167 | 1.7665
946 | 10.9524 | 13.9483 | 0.45973 | 1.8828
947 | 11.2363 | 14.0964 | 0.46691 | 1.788
948 | 11.3633 | 14.1413 | 0.45715 | 1.6443
949 | 11.3315 | 13.3087 | 0.44918 | 1.7806
950 | 10.7389 | 12.8591 | 0.4138 | 1.8644
951 | 11.3431 | 12.3564 | 0.40418 | 1.7992
952 | 10.8659 | 11.4215 | 0.36532 | 1.7191
953 | 11.2145 | 10.8456 | 0.33115 | 1.758
954 | 10.8565 | 10.1675 | 0.31297 | 1.7035
955 | 11.2813 | 10.2754 | 0.31864 | 2.0113
956 | 11.9795 | 10.3512 | 0.32698 | 1.8016
957 | 11.2669 | 10.8576 | 0.34544 | 1.6882
958 | 11.6077 | 11.7567 | 0.36079 | 1.8746
959 | 11.1388 | 11.7046 | 0.36829 | 1.642
960 | 11.4406 | 11.9328 | 0.37935 | 1.7763
961 | 10.7427 | 12.0114 | 0.3823 | 1.9139
962 | 11.1276 | 12.1704 | 0.3915 | 1.7422
963 | 10.9462 | 12.378 | 0.3873 | 1.7503
964 | 11.8371 | 12.366 | 0.39854 | 1.9343
965 | 12.0114 | 20.313 | 0.6744 | 1.8102
966 | 11.4246 | 20.4864 | 0.67734 | 1.7433
967 | 12.2128 | 20.6176 | 0.68092 | 1.6634
968 | 12.4838 | 20.6081 | 0.68791 | 1.8844
969 | 13.8665 | 20.7614 | 0.69615 | 1.8524
970 | 14.9101 | 20.3067 | 0.68181 | 1.7987
971 | 15.8091 | 20.6256 | 0.69652 | 1.7435
972 | 16.1547 | 20.4464 | 0.69502 | 1.7878
973 | 15.2682 | 18.5378 | 0.61823 | 1.7554
974 | 14.2954 | 16.3873 | 0.54069 | 1.9362
975 | 13.0875 | 14.8043 | 0.45659 | 1.7149
976 | 12.6087 | 12.7699 | 0.40181 | 1.8276
977 | 11.7061 | 11.878 | 0.33871 | 1.6886
978 | 11.3854 | 10.6051 | 0.30889 | 1.9706
979 | 10.8001 | 10.311 | 0.29457 | 1.9599
980 | 11.3074 | 11.1788 | 0.30682 | 1.8019
981 | 11.2196 | 12.1363 | 0.36291 | 1.8742
982 | 11.4585 | 13.3784 | 0.40559 | 1.6885
983 | 10.9283 | 13.6207 | 0.41048 | 1.8015
984 | 11.5119 | 14.0019 | 0.4207 | 1.9355
985 | 11.7282 | 13.9852 | 0.43097 | 1.7481
986 | 11.0886 | 14.1039 | 0.4377 | 1.7625
987 | 11.1612 | 14.3145 | 0.4457 | 1.8325
988 | 10.9152 | 14.4833 | 0.46261 | 1.8131
989 | 11.3428 | 15.0155 | 0.47153 | 1.6412
990 | 11.3674 | 15.3011 | 0.47723 | 1.596
991 | 11.943 | 15.5899 | 0.49282 | 1.7954
992 | 12.555 | 15.5763 | 0.50648 | 1.7306
993 | 13.2677 | 15.779 | 0.49679 | 1.8612
994 | 14.8176 | 15.8957 | 0.49823 | 1.5183
995 | 15.8377 | 16.1133 | 0.51696 | 1.7514
996 | 16.4111 | 16.0822 | 0.51943 | 1.8345
997 | 15.9559 | 15.6221 | 0.49438 | 1.7559
998 | 15.0006 | 15.547 | 0.48799 | 1.6303
999 | 13.4193 | 14.7577 | 0.45636 | 1.7604
1000 | 12.5462 | 14.1 | 0.429 | 1.6798
1001 | 11.6946 | 13.4226 | 0.41451 | 1.752
1002 | 11.3372 | 13.02 | 0.39309 | 1.8326
1003 | 10.8636 | 12.74 | 0.38124 | 1.6899
1004 | 11.2478 | 12.6807 | 0.38359 | 1.7933
1005 | 10.4914 | 13.1479 | 0.39791 | 1.8289
1006 | 11.1641 | 13.3622 | 0.42182 | 1.7916
1007 | 10.5311 | 14.3622 | 0.44406 | 1.8693
1008 | 11.1694 | 14.8457 | 0.44654 | 1.6175
1009 | 11.492 | 15.0372 | 0.47659 | 1.7591
1010 | 11.1211 | 15.7264 | 0.49759 | 1.6838
1011 | 11.1134 | 16.0283 | 0.50703 | 1.7331
1012 | 11.4474 | 16.7686 | 0.53965 | 1.8589
1013 | 11.0393 | 16.8987 | 0.55105 | 1.8073
1014 | 11.2714 | 17.3258 | 0.57339 | 1.8416
1015 | 11.454 | 17.9323 | 0.58533 | 1.7533
1016 | 12.9583 | 18.1141 | 0.59649 | 1.74
1017 | 13.3343 | 18.7238 | 0.6153 | 1.8595
1018 | 14.2683 | 18.9759 | 0.61814 | 1.8347
1019 | 15.6987 | 18.8025 | 0.62803 | 1.8118
1020 | 15.9301 | 19.1134 | 0.62961 | 1.7902
1021 | 15.8291 | 18.4229 | 0.59449 | 1.9143
1022 | 14.8269 | 17.3226 | 0.56075 | 1.7533
1023 | 13.8304 | 16.4654 | 0.52513 | 1.7017
1024 | 12.6508 | 15.5198 | 0.50233 | 1.8288
1025 | 11.1155 | 15.2217 | 0.47198 | 1.6202
1026 | 11.4585 | 14.7124 | 0.45619 | 1.7446
1027 | 11.149 | 14.7901 | 0.45839 | 1.7856
1028 | 10.8475 | 14.6666 | 0.45921 | 1.9386
1029 | 11.7385 | 15.9741 | 0.4885 | 1.8902
1030 | 10.947 | 16.216 | 0.51856 | 1.7464
1031 | 11.3493 | 16.0575 | 0.51937 | 1.8151
1032 | 10.9301 | 16.5916 | 0.53348 | 1.8139
1033 | 10.8899 | 16.7027 | 0.54306 | 1.7035
1034 | 10.9994 | 16.859 | 0.54465 | 1.7355
1035 | 11.2636 | 17.0791 | 0.5478 | 1.8738
1036 | 11.9153 | 17.2842 | 0.55616 | 1.6887
1037 | 11.2021 | 17.0961 | 0.5602 | 1.7653
1038 | 12.1699 | 16.7986 | 0.55519 | 1.7106
1039 | 11.7265 | 16.9616 | 0.54789 | 1.8154
1040 | 12.5804 | 16.7178 | 0.54004 | 1.6033
1041 | 13.8455 | 16.5949 | 0.54443 | 1.8158
1042 | 14.7919 | 16.7269 | 0.53093 | 1.8155
1043 | 16.1979 | 16.3596 | 0.52658 | 1.6003
1044 | 16.108 | 16.3585 | 0.52033 | 1.7574
1045 | 16.1172 | 14.1246 | 0.43843 | 1.9102
1046 | 14.7765 | 12.0233 | 0.35495 | 1.8349
1047 | 13.4922 | 10.1476 | 0.2893 | 1.8079
1048 | 12.6123 | 9.1502 | 0.24133 | 1.7587
1049 | 11.9875 | 7.7971 | 0.1802 | 1.7513
1050 | 11.3724 | 6.1233 | 0.12077 | 1.83
1051 | 11.9449 | 5.5421 | 0.12155 | 1.8009
1052 | 11.3211 | 5.2664 | 0.12781 | 1.8239
1053 | 11.1087 | 6.22 | 0.12623 | 1.7458
1054 | 11.2959 | 7.5254 | 0.1877 | 1.854
1055 | 11.3814 | 8.5138 | 0.21454 | 1.7091
1056 | 11.2504 | 9.7412 | 0.25879 | 1.749
1057 | 11.3001 | 10.4371 | 0.28442 | 1.6205
1058 | 11.1314 | 11.349 | 0.3256 | 1.8468
1059 | 11.1269 | 12.3901 | 0.36409 | 1.7577
1060 | 11.3121 | 12.8571 | 0.39739 | 1.8529
1061 | 11.3499 | 14.4972 | 0.45173 | 1.6239
1062 | 11.0807 | 15.6496 | 0.50383 | 1.8819
1063 | 11.7645 | 17.7983 | 0.5791 | 1.8355
1064 | 12.6644 | 18.3543 | 0.60224 | 1.8487
1065 | 13.3542 | 19.0699 | 0.62051 | 1.7472
1066 | 14.7438 | 19.9142 | 0.65426 | 1.7152
1067 | 16.1409 | 20.5057 | 0.68235 | 1.9181
1068 | 15.9837 | 20.5027 | 0.68036 | 1.9076
1069 | 15.8408 | 22.019 | 0.75094 | 1.8049
1070 | 14.7099 | 21.9047 | 0.73588 | 1.7933
1071 | 13.3902 | 21.9693 | 0.73713 | 1.8078
1072 | 12.0955 | 22.027 | 0.76819 | 1.6639
1073 | 11.702 | 23.0633 | 0.79682 | 1.7784
1074 | 11.3897 | 23.0753 | 0.77861 | 1.6873
1075 | 11.3901 | 23.4594 | 0.79565 | 1.7504
1076 | 11.2879 | 22.0364 | 0.74841 | 1.7566
1077 | 10.9455 | 22.008 | 0.74227 | 1.8959
1078 | 11.2387 | 21.6311 | 0.72405 | 1.7319
1079 | 11.1673 | 22.4113 | 0.75256 | 1.6657
1080 | 11.221 | 22.9265 | 0.7866 | 1.7599
1081 | 11.8051 | 23.7902 | 0.81909 | 1.8034
1082 | 11.3468 | 24.6879 | 0.85233 | 1.9314
1083 | 11.5058 | 25.5119 | 0.88162 | 1.7714
1084 | 11.0667 | 26.1752 | 0.90835 | 1.8299
1085 | 10.9989 | 15.0309 | 0.50912 | 1.9719
1086 | 10.985 | 15.7006 | 0.51311 | 1.7773
1087 | 10.5871 | 15.201 | 0.51398 | 1.9612
1088 | 10.7821 | 15.4424 | 0.52223 | 1.9701
1089 | 11.0517 | 15.289 | 0.52345 | 1.77
1090 | 11.5808 | 15.7448 | 0.51592 | 1.6947
1091 | 10.908 | 15.615 | 0.52466 | 1.6424
1092 | 10.7633 | 15.3614 | 0.51991 | 1.8144
1093 | 11.5 | 15.0297 | 0.49516 | 1.8668
1094 | 11.0022 | 13.6897 | 0.45805 | 1.672
1095 | 11.2238 | 13.1624 | 0.4316 | 1.76
1096 | 11.4679 | 12.7192 | 0.40245 | 1.811
1097 | 10.999 | 11.9381 | 0.3856 | 1.7701
1098 | 11.0386 | 12.1512 | 0.37933 | 1.778
1099 | 11.6938 | 11.6123 | 0.3584 | 1.7172
1100 | 10.7814 | 11.94 | 0.37681 | 1.7429
1101 | 11.0114 | 12.2102 | 0.40282 | 1.6913
1102 | 11.2572 | 12.6851 | 0.42079 | 1.8761
1103 | 11.3953 | 13.0085 | 0.41958 | 1.729
1104 | 11.3652 | 12.644 | 0.42159 | 1.825
1105 | 10.9098 | 12.5277 | 0.40039 | 1.7343
1106 | 11.3128 | 12.2185 | 0.40211 | 1.8399
1107 | 11.4435 | 12.1606 | 0.39739 | 1.9032
1108 | 11.4223 | 11.9843 | 0.37998 | 1.6521
1109 | 11.6296 | 11.9774 | 0.39 | 1.7614
1110 | 11.3968 | 12.0078 | 0.36833 | 1.8313
1111 | 11.1144 | 11.5647 | 0.36908 | 1.8338
1112 | 11.2734 | 11.2753 | 0.35888 | 1.5812
1113 | 11.3331 | 11.5641 | 0.3643 | 1.5565
1114 | 11.18 | 11.375 | 0.36698 | 1.7056
1115 | 11.4105 | 11.1748 | 0.36008 | 1.6913
1116 | 11.1225 | 11.0717 | 0.35559 | 1.9056
1117 | 11.4604 | 10.8565 | 0.34069 | 1.7323
1118 | 11.6009 | 10.2492 | 0.3103 | 1.6991
1119 | 10.5266 | 9.8865 | 0.29488 | 1.7638
1120 | 11.7349 | 9.2349 | 0.28772 | 1.757
1121 | 11.0017 | 8.8228 | 0.26674 | 1.6267
1122 | 10.8502 | 8.7344 | 0.25794 | 1.9255
1123 | 11.8555 | 8.768 | 0.25838 | 1.7585
1124 | 10.847 | 9.0231 | 0.25029 | 1.8787
1125 | 11.5307 | 8.892 | 0.2654 | 1.6284
1126 | 12.0781 | 9.5349 | 0.27421 | 1.8243
1127 | 11.504 | 9.2209 | 0.27055 | 1.9038
1128 | 10.6581 | 8.9981 | 0.25868 | 1.7985
1129 | 11.5027 | 8.9273 | 0.2642 | 1.6564
1130 | 10.9466 | 8.8314 | 0.25383 | 1.63
1131 | 11.0653 | 8.5215 | 0.24284 | 1.7264
1132 | 11.6425 | 8.2085 | 0.23666 | 1.6352
1133 | 11.5631 | 12.0276 | 0.35338 | 1.8492
1134 | 11.5177 | 12.7072 | 0.38767 | 1.7011
1135 | 11.3375 | 12.0551 | 0.36182 | 1.757
1136 | 12.7166 | 12.4683 | 0.37057 | 1.8802
1137 | 13.3235 | 12.371 | 0.36351 | 1.8313
1138 | 14.9025 | 12.1042 | 0.3597 | 1.7804
1139 | 16.2976 | 12.1732 | 0.36446 | 1.8932
1140 | 16.174 | 11.8052 | 0.35348 | 1.7725
1141 | 15.9138 | 11.9335 | 0.33813 | 1.8583
1142 | 14.8814 | 11.3092 | 0.32218 | 1.8665
1143 | 13.4678 | 10.9932 | 0.30473 | 1.7598
1144 | 13.1079 | 10.4533 | 0.2963 | 1.8924
1145 | 11.8697 | 10.2842 | 0.29653 | 1.8584
1146 | 11.0749 | 10.4655 | 0.29749 | 1.6504
1147 | 11.2573 | 10.2119 | 0.28294 | 1.7316
1148 | 11.3417 | 10.2202 | 0.28148 | 1.7255
1149 | 11.2126 | 10.4088 | 0.29125 | 1.7006
1150 | 11.1725 | 11.0445 | 0.3138 | 1.6836
1151 | 11.0849 | 10.9968 | 0.33031 | 1.7876
1152 | 11.3295 | 11.138 | 0.31539 | 1.7604
1153 | 11.6935 | 11.2244 | 0.32929 | 1.7285
1154 | 10.8693 | 11.5854 | 0.33829 | 1.7758
1155 | 11.1821 | 11.945 | 0.36393 | 1.6978
1156 | 11.2902 | 11.6565 | 0.34001 | 1.7417
1157 | 11.3171 | 13.6756 | 0.41755 | 1.7691
1158 | 11.4077 | 15.3147 | 0.48671 | 1.9057
1159 | 11.5294 | 16.8459 | 0.55486 | 1.7815
1160 | 12.2293 | 17.7402 | 0.59398 | 1.8326
1161 | 13.7919 | 18.7938 | 0.62403 | 1.8662
1162 | 14.303 | 19.5228 | 0.65612 | 1.8404
1163 | 15.6861 | 20.2612 | 0.68274 | 1.8891
1164 | 16.1778 | 20.2738 | 0.67754 | 1.9399
1165 | 16.1751 | 18.8024 | 0.61553 | 1.804
1166 | 14.4831 | 18.137 | 0.58605 | 1.8712
1167 | 13.508 | 16.3969 | 0.53483 | 1.9718
1168 | 12.6692 | 15.6965 | 0.49965 | 1.8133
1169 | 11.9372 | 15.1526 | 0.48097 | 1.7909
1170 | 11.4886 | 15.2812 | 0.49308 | 1.8147
1171 | 11.0458 | 16.0049 | 0.51772 | 1.6064
1172 | 11.4122 | 16.7798 | 0.54585 | 1.7588
1173 | 11.3018 | 17.1722 | 0.56611 | 1.8094
1174 | 11.2152 | 18.3783 | 0.60871 | 1.7573
1175 | 10.9757 | 18.7573 | 0.62464 | 1.7484
1176 | 10.7225 | 19.1068 | 0.62478 | 1.787
1177 | 10.6504 | 19.8908 | 0.64738 | 1.6916
1178 | 10.5296 | 20.0085 | 0.67985 | 1.8035
1179 | 10.9425 | 20.3941 | 0.6882 | 1.9318
1180 | 11.6143 | 20.6394 | 0.69275 | 1.7545
1181 | 11.4641 | 20.6814 | 0.69037 | 1.7908
1182 | 11.3547 | 20.2938 | 0.67902 | 1.7571
1183 | 11.7689 | 19.8603 | 0.66184 | 1.6802
1184 | 12.0058 | 19.7744 | 0.6629 | 1.6372
1185 | 13.0806 | 19.7655 | 0.65468 | 1.7532
1186 | 14.9577 | 19.3992 | 0.65895 | 1.6621
1187 | 15.5456 | 19.4184 | 0.63484 | 1.9298
1188 | 16.4278 | 19.3217 | 0.6242 | 1.5815
1189 | 15.647 | 16.165 | 0.5398 | 1.7721
1190 | 14.6685 | 13.3736 | 0.40918 | 1.7086
1191 | 13.4193 | 10.8869 | 0.31715 | 1.7119
1192 | 12.2548 | 9.0821 | 0.23382 | 1.6998
1193 | 12.0742 | 7.5092 | 0.1901 | 1.8255
1194 | 10.8461 | 6.8556 | 0.15513 | 1.6913
1195 | 11.3601 | 6.5253 | 0.15011 | 1.9926
1196 | 11.746 | 7.1968 | 0.15988 | 1.9584
1197 | 11.04 | 8.6794 | 0.21642 | 1.8472
1198 | 11.6655 | 10.1851 | 0.28834 | 1.8278
1199 | 10.9749 | 10.0611 | 0.29569 | 2.0297
1200 | 11.0615 | 10.5953 | 0.28398 | 1.777
1201 | 10.7164 | 10.2676 | 0.2778 | 1.834
1202 | 11.0065 | 10.1978 | 0.28395 | 1.6706
1203 | 11.56 | 10.4006 | 0.28366 | 1.7812
1204 | 11.1068 | 10.1949 | 0.29273 | 1.7425
1205 | 11.1397 | 10.3482 | 0.29516 | 1.7317
1206 | 10.9672 | 10.4323 | 0.30739 | 1.8044
1207 | 11.6931 | 10.9551 | 0.3202 | 1.9325
1208 | 11.89 | 10.909 | 0.31953 | 1.6402
1209 | 13.7043 | 11.0654 | 0.31513 | 1.7184
1210 | 14.3433 | 11.1801 | 0.33115 | 1.8013
1211 | 16.0484 | 11.3656 | 0.33003 | 1.7774
1212 | 16.0682 | 11.3003 | 0.3315 | 1.6377
1213 | 15.7546 | 10.4117 | 0.29656 | 1.8922
1214 | 15.1639 | 9.4016 | 0.2517 | 1.7895
1215 | 13.8238 | 8.389 | 0.21864 | 1.927
1216 | 12.6419 | 7.8456 | 0.19286 | 1.6374
1217 | 11.9814 | 7.4648 | 0.17199 | 1.7717
1218 | 11.6555 | 7.0816 | 0.16956 | 1.8599
1219 | 10.8037 | 7.0526 | 0.16418 | 1.626
1220 | 11.5621 | 7.0154 | 0.16231 | 1.6778
1221 | 10.7731 | 7.4694 | 0.19202 | 1.8464
1222 | 10.8178 | 8.4945 | 0.2238 | 1.8206
1223 | 11.4647 | 8.747 | 0.22287 | 1.8389
1224 | 10.779 | 9.0101 | 0.23619 | 1.6801
1225 | 11.028 | 8.9186 | 0.24545 | 1.6948
1226 | 11.2874 | 8.9765 | 0.23847 | 1.8689
1227 | 10.9586 | 9.1446 | 0.24806 | 1.6993
1228 | 10.9329 | 9.4556 | 0.25063 | 1.7363
1229 | 11.1846 | 9.4839 | 0.25415 | 1.9173
1230 | 11.4888 | 9.5702 | 0.25159 | 1.8899
1231 | 12.4725 | 9.8961 | 0.26152 | 1.7772
1232 | 12.065 | 9.6123 | 0.27083 | 1.8709
1233 | 13.6662 | 9.6847 | 0.27395 | 1.7991
1234 | 14.5847 | 9.6393 | 0.27617 | 1.7701
1235 | 15.8528 | 10.0162 | 0.27169 | 1.5125
1236 | 15.8848 | 9.6974 | 0.26577 | 1.7198
1237 | 15.8809 | 7.6578 | 0.1887 | 1.8049
1238 | 14.6335 | 6.1703 | 0.13466 | 1.8275
1239 | 12.7016 | 4.5276 | 0.12056 | 1.9991
1240 | 12.7181 | 4.2534 | 0.12335 | 1.8195
1241 | 11.9358 | 4.8992 | 0.12125 | 1.8391
1242 | 11.4311 | 4.4857 | 0.12031 | 1.9542
1243 | 11.267 | 4.5366 | 0.12748 | 1.9212
1244 | 10.3988 | 4.5705 | 0.12509 | 1.7245
1245 | 10.8348 | 4.9136 | 0.12397 | 1.8
1246 | 11.4654 | 4.5652 | 0.1247 | 1.7026
1247 | 11.4841 | 4.5763 | 0.11374 | 1.8981
1248 | 11.5782 | 4.5093 | 0.11753 | 1.8188
1249 | 11.2936 | 4.581 | 0.11662 | 1.8906
1250 | 10.8938 | 4.5321 | 0.12148 | 1.8058
1251 | 11.7485 | 4.8689 | 0.12494 | 1.819
1252 | 11.3896 | 5.2733 | 0.12269 | 1.7413
1253 | 11.6398 | 5.2321 | 0.1174 | 1.6789
1254 | 11.3117 | 5.3815 | 0.11678 | 1.7516
1255 | 11.4769 | 5.3197 | 0.11928 | 1.7092
1256 | 11.2761 | 5.5417 | 0.13049 | 1.7582
1257 | 11.2542 | 5.1551 | 0.13738 | 1.6994
1258 | 11.3484 | 5.4105 | 0.12148 | 1.8516
1259 | 10.9364 | 5.577 | 0.13816 | 1.6482
1260 | 11.3559 | 5.5525 | 0.12814 | 1.6328
1261 | 11.4065 | 5.3058 | 0.12365 | 1.8911
1262 | 11.0199 | 4.5169 | 0.11582 | 1.8993
1263 | 11.172 | 4.7265 | 0.1256 | 1.9205
1264 | 11.1819 | 4.4819 | 0.11537 | 1.672
1265 | 11.359 | 4.6666 | 0.12559 | 1.7652
1266 | 11.3054 | 4.4874 | 0.1134 | 1.9472
1267 | 11.0023 | 4.6054 | 0.12493 | 1.6514
1268 | 11.3255 | 4.7764 | 0.1165 | 1.7018
1269 | 11.0863 | 4.4475 | 0.11822 | 1.7426
1270 | 11.2236 | 4.8371 | 0.12395 | 1.8418
1271 | 10.847 | 4.4901 | 0.12463 | 1.8604
1272 | 11.3744 | 4.6862 | 0.12616 | 1.9472
1273 | 10.8107 | 5.0747 | 0.12749 | 1.5805
1274 | 11.6378 | 5.2523 | 0.12843 | 1.7522
1275 | 11.1787 | 5.2473 | 0.1298 | 1.8111
1276 | 11.2637 | 5.6806 | 0.13731 | 1.6802
1277 | 11.2388 | 6.4894 | 0.18197 | 1.6585
1278 | 11.1172 | 7.4183 | 0.2046 | 1.8884
1279 | 11.488 | 8.0761 | 0.23272 | 1.8312
1280 | 11.6239 | 8.7451 | 0.24671 | 1.8396
1281 | 11.6583 | 9.1626 | 0.27433 | 1.8621
1282 | 11.1657 | 9.5107 | 0.28981 | 1.7957
1283 | 11.1991 | 9.6294 | 0.29849 | 1.5637
1284 | 11.1331 | 9.6864 | 0.29338 | 1.7315
1285 | 11.3221 | 8.462 | 0.24133 | 1.6621
1286 | 11.1633 | 7.4954 | 0.19838 | 1.8952
1287 | 11.2116 | 6.4221 | 0.16658 | 1.8095
1288 | 11.5522 | 5.4528 | 0.1243 | 1.7791
1289 | 11.2616 | 4.8913 | 0.13114 | 1.6979
1290 | 10.8312 | 4.7213 | 0.11513 | 1.8079
1291 | 11.1286 | 4.8972 | 0.13201 | 1.8203
1292 | 11.7705 | 5.1934 | 0.1236 | 1.8594
1293 | 11.3011 | 5.5226 | 0.1471 | 1.6152
1294 | 10.9063 | 6.3684 | 0.17296 | 1.5971
1295 | 11.4379 | 7.0707 | 0.19496 | 1.7218
1296 | 11.5299 | 7.2731 | 0.19538 | 1.8573
1297 | 10.798 | 7.5154 | 0.21823 | 1.9009
1298 | 11.6385 | 8.0003 | 0.22524 | 1.6986
1299 | 11.047 | 8.3943 | 0.23381 | 1.8366
1300 | 10.6251 | 8.5795 | 0.24831 | 1.8242
1301 | 11.6909 | 12.609 | 0.3757 | 1.8146
1302 | 11.6553 | 12.3452 | 0.37675 | 2.0236
1303 | 12.0649 | 12.5635 | 0.38301 | 1.864
1304 | 12.4509 | 12.4523 | 0.37372 | 1.7259
1305 | 12.8976 | 12.2851 | 0.37771 | 1.8005
1306 | 14.6487 | 12.365 | 0.37383 | 1.8397
1307 | 15.1213 | 12.1088 | 0.36901 | 1.7048
1308 | 16.0478 | 12.2113 | 0.35835 | 1.8756
1309 | 15.6955 | 10.6963 | 0.30871 | 1.7114
1310 | 15.0143 | 9.4252 | 0.25568 | 1.6137
1311 | 13.1578 | 8.305 | 0.2149 | 1.7641
1312 | 12.6812 | 7.4581 | 0.16825 | 1.7605
1313 | 11.7796 | 6.5807 | 0.13504 | 1.6945
1314 | 10.8198 | 6.1467 | 0.12956 | 1.6623
1315 | 10.8611 | 6.0024 | 0.12216 | 1.7332
1316 | 10.969 | 6.2468 | 0.11847 | 1.7998
1317 | 11.5717 | 6.4925 | 0.1549 | 1.7214
1318 | 11.7807 | 7.6496 | 0.19942 | 1.8047
1319 | 11.351 | 8.1769 | 0.20996 | 1.8633
1320 | 11.1701 | 8.8252 | 0.23123 | 1.8175
1321 | 11.6899 | 9.2717 | 0.26255 | 1.7825
1322 | 11.3213 | 10.3795 | 0.28407 | 1.826
1323 | 10.9515 | 10.9833 | 0.31604 | 1.7237
1324 | 10.821 | 11.4791 | 0.33801 | 1.8683
1325 | 11.5582 | 12.3083 | 0.37306 | 1.8657
1326 | 11.3672 | 13.6924 | 0.41731 | 1.7827
1327 | 12.0505 | 14.6704 | 0.47065 | 1.7549
1328 | 12.3965 | 15.5782 | 0.48203 | 1.8108
1329 | 13.3582 | 16.0105 | 0.51681 | 1.7199
1330 | 14.8533 | 16.2057 | 0.52448 | 1.9019
1331 | 15.4632 | 16.7334 | 0.53675 | 1.7911
1332 | 16.0388 | 16.4602 | 0.51735 | 1.6558
1333 | 16.0977 | 13.4041 | 0.40294 | 1.7608
1334 | 14.3864 | 10.6441 | 0.29556 | 1.7119
1335 | 12.9952 | 8.4037 | 0.20843 | 1.9527
1336 | 12.8399 | 6.1 | 0.11996 | 1.4839
1337 | 11.9777 | 4.4667 | 0.11763 | 1.7087
1338 | 11.1545 | 4.7251 | 0.12909 | 1.8809
1339 | 11.4948 | 4.9645 | 0.11204 | 1.7429
1340 | 10.9217 | 4.3063 | 0.12704 | 1.8025
1341 | 11.4368 | 5.2883 | 0.12563 | 1.9028
1342 | 10.959 | 6.8097 | 0.15414 | 1.7015
1343 | 11.0337 | 7.9083 | 0.19966 | 1.8995
1344 | 11.5069 | 9.2521 | 0.2444 | 1.6739
1345 | 11.442 | 10.1231 | 0.28168 | 1.7196
1346 | 11.3414 | 11.044 | 0.3138 | 1.6607
1347 | 11.1965 | 11.8781 | 0.3683 | 1.8092
1348 | 11.1605 | 13.3659 | 0.39918 | 1.6548
1349 | 11.376 | 13.8006 | 0.42768 | 1.8638
1350 | 11.097 | 14.5366 | 0.45914 | 1.7526
1351 | 11.8124 | 15.2935 | 0.48968 | 1.7081
1352 | 12.6761 | 15.8731 | 0.49428 | 1.7887
1353 | 13.3949 | 16.1629 | 0.52767 | 1.8354
1354 | 14.8361 | 16.3939 | 0.5274 | 1.8172
1355 | 15.2758 | 16.7682 | 0.54642 | 1.7613
1356 | 15.6191 | 16.7404 | 0.54513 | 1.944
1357 | 15.9601 | 15.4973 | 0.491 | 1.906
1358 | 14.749 | 13.9615 | 0.45237 | 1.8948
1359 | 13.4777 | 12.8602 | 0.38459 | 1.7882
1360 | 12.7092 | 11.6568 | 0.35937 | 1.7102
1361 | 11.5146 | 11.1781 | 0.32723 | 1.9387
1362 | 11.5033 | 10.7282 | 0.30901 | 1.7234
1363 | 11.3077 | 10.3849 | 0.31602 | 1.8605
1364 | 11.5829 | 10.6128 | 0.31833 | 1.8021
1365 | 11.1494 | 11.74 | 0.34304 | 1.849
1366 | 11.1228 | 12.4291 | 0.38105 | 1.811
1367 | 11.8274 | 12.8334 | 0.39065 | 1.7565
1368 | 11.0938 | 13.2424 | 0.40412 | 1.764
1369 | 11.2411 | 13.1725 | 0.40377 | 1.7021
1370 | 11.2357 | 13.3629 | 0.41459 | 1.7266
1371 | 10.6713 | 13.584 | 0.42441 | 1.7968
1372 | 11.432 | 13.9382 | 0.43353 | 1.811
1373 | 11.3794 | 14.0237 | 0.42354 | 1.8642
1374 | 11.8197 | 13.435 | 0.41391 | 1.7593
1375 | 12.1979 | 13.6522 | 0.4115 | 1.7524
1376 | 12.3847 | 13.2927 | 0.40441 | 1.9215
1377 | 13.3579 | 12.9066 | 0.39451 | 1.702
1378 | 15.1083 | 12.9422 | 0.38677 | 1.7976
1379 | 16.1914 | 12.9596 | 0.37852 | 1.8164
1380 | 15.9341 | 12.0528 | 0.36415 | 1.8347
1381 | 15.6805 | 9.7078 | 0.28098 | 1.694
1382 | 14.7114 | 8.4087 | 0.21634 | 1.8538
1383 | 13.6784 | 7.1661 | 0.16705 | 1.6278
1384 | 12.6696 | 5.5396 | 0.1263 | 1.7329
1385 | 11.9875 | 5.1038 | 0.12336 | 1.6372
1386 | 11.4284 | 4.318 | 0.12566 | 1.7721
1387 | 11.2993 | 4.5224 | 0.12621 | 1.9973
1388 | 10.9713 | 4.4815 | 0.12596 | 1.7265
1389 | 10.5713 | 5.6687 | 0.12883 | 1.743
1390 | 11.0687 | 6.5355 | 0.13591 | 1.7574
1391 | 11.1281 | 6.7434 | 0.15808 | 1.8683
1392 | 11.552 | 7.3419 | 0.17031 | 1.7178
1393 | 11.1057 | 7.8743 | 0.19362 | 1.7368
1394 | 10.702 | 8.0539 | 0.20863 | 1.805
1395 | 11.3484 | 8.7843 | 0.22833 | 1.7673
1396 | 11.9073 | 9.0005 | 0.25314 | 1.7779
1397 | 11.7025 | 9.8747 | 0.26398 | 1.6867
1398 | 11.588 | 10.4202 | 0.29927 | 1.6904
1399 | 12.1292 | 11.2868 | 0.32298 | 1.916
1400 | 12.8606 | 11.5143 | 0.33408 | 1.7497
1401 | 12.8461 | 11.7737 | 0.34377 | 1.7305
1402 | 14.9864 | 12.3704 | 0.35414 | 1.8501
1403 | 15.5224 | 12.5559 | 0.37205 | 1.6328
1404 | 15.979 | 11.1844 | 0.32396 | 1.76
1405 | 15.8292 | 8.7163 | 0.23063 | 1.9429
1406 | 14.2713 | 7.0188 | 0.15864 | 1.8062
1407 | 13.0039 | 5.8268 | 0.12138 | 1.7469
1408 | 12.1819 | 4.6881 | 0.12072 | 1.875
1409 | 12.1906 | 4.3817 | 0.1202 | 1.8349
1410 | 12.1388 | 4.6867 | 0.12274 | 1.864
1411 | 11.0443 | 4.7669 | 0.11428 | 1.7599
1412 | 11.3936 | 5.3301 | 0.12592 | 1.7312
1413 | 11.1448 | 6.5311 | 0.15473 | 1.8351
1414 | 11.3826 | 7.5001 | 0.20259 | 1.9025
1415 | 11.0205 | 8.3254 | 0.20195 | 1.7969
1416 | 11.6996 | 8.7273 | 0.22958 | 1.7385
1417 | 10.8914 | 9.1594 | 0.23496 | 1.6164
1418 | 10.7338 | 9.5713 | 0.26592 | 1.6251
1419 | 10.9671 | 10.2464 | 0.27803 | 1.7777
1420 | 10.9631 | 10.443 | 0.30284 | 1.7896
1421 | 11.4038 | 7.9325 | 0.22351 | 1.7682
1422 | 10.9272 | 8.0281 | 0.2322 | 1.8101
1423 | 11.1757 | 8.1198 | 0.23737 | 2.0597
1424 | 11.2432 | 8.8256 | 0.23707 | 1.8389
1425 | 10.929 | 8.4934 | 0.24467 | 1.8935
1426 | 10.9349 | 8.3033 | 0.24295 | 1.8399
1427 | 11.3763 | 8.4076 | 0.2528 | 1.7139
1428 | 10.7598 | 8.3608 | 0.24433 | 1.7897
1429 | 11.0511 | 7.4019 | 0.20657 | 1.9332
1430 | 10.9245 | 7.0361 | 0.19292 | 1.7664
1431 | 11.487 | 6.3539 | 0.16731 | 1.7844
1432 | 10.9773 | 5.9856 | 0.14715 | 1.7782
1433 | 11.2836 | 5.8415 | 0.14917 | 1.6036
1434 | 11.1747 | 5.7084 | 0.12131 | 1.8313
1435 | 11.4405 | 5.4574 | 0.13474 | 1.7944
1436 | 11.4072 | 5.4437 | 0.14328 | 1.7847
1437 | 11.3016 | 5.7077 | 0.14544 | 1.7229
1438 | 11.2647 | 6.3067 | 0.16919 | 1.6915
1439 | 11.0789 | 6.3139 | 0.17372 | 1.7589
1440 | 10.9252 | 6.8506 | 0.181 | 1.8866
1441 | 11.4624 | 7.2607 | 0.20066 | 1.8896
1442 | 11.5909 | 7.2966 | 0.20181 | 1.6657
1443 | 11.4138 | 8.0035 | 0.21295 | 1.7196
1444 | 11.475 | 7.82 | 0.22385 | 1.7957
1445 | 11.3644 | 7.9437 | 0.2384 | 1.7218
1446 | 10.9497 | 8.5994 | 0.24376 | 1.8839
1447 | 11.3079 | 8.6929 | 0.25762 | 1.7619
1448 | 11.3056 | 8.9209 | 0.25545 | 1.5696
1449 | 11.3994 | 8.9478 | 0.26636 | 1.749
1450 | 11.45 | 9.0713 | 0.26245 | 1.8095
1451 | 11.5021 | 9.1616 | 0.26849 | 1.8411
1452 | 10.9438 | 9.0092 | 0.25799 | 1.6499
1453 | 11.3324 | 8.3502 | 0.23252 | 1.9426
1454 | 11.6077 | 7.2034 | 0.20138 | 1.8153
1455 | 11.2585 | 6.7681 | 0.18141 | 1.7733
1456 | 11.4235 | 6.3507 | 0.17337 | 1.6041
1457 | 11.3913 | 5.6429 | 0.15129 | 1.8351
1458 | 10.768 | 5.086 | 0.1326 | 1.8841
1459 | 10.5961 | 4.8414 | 0.12655 | 1.8109
1460 | 10.6605 | 5.2192 | 0.11625 | 1.8115
1461 | 11.8002 | 5.5881 | 0.12211 | 1.8649
1462 | 11.1953 | 5.8816 | 0.15172 | 1.6382
1463 | 11.0964 | 6.4079 | 0.1701 | 1.8396
1464 | 10.9824 | 6.8896 | 0.18728 | 1.8496
1465 | 11.2602 | 7.2902 | 0.20342 | 1.6945
1466 | 11.7348 | 7.6063 | 0.21891 | 1.6905
1467 | 11.4078 | 7.8913 | 0.23941 | 1.6185
1468 | 10.7819 | 8.8068 | 0.24779 | 1.7164
1469 | 11.2369 | 13.522 | 0.41205 | 1.6543
1470 | 11.5007 | 14.3547 | 0.45223 | 1.9026
1471 | 11.7115 | 15.4191 | 0.48346 | 1.7587
1472 | 12.3201 | 15.8523 | 0.4988 | 1.7574
1473 | 13.6436 | 16.4881 | 0.52936 | 1.7393
1474 | 14.928 | 16.9741 | 0.54584 | 1.8154
1475 | 15.7671 | 16.7082 | 0.53452 | 1.8115
1476 | 15.8687 | 16.4249 | 0.51839 | 1.9062
1477 | 15.1988 | 15.0733 | 0.4703 | 1.7055
1478 | 15.0542 | 14.0337 | 0.4325 | 1.8887
1479 | 13.7658 | 12.7896 | 0.39345 | 1.7675
1480 | 12.4671 | 12.6395 | 0.3768 | 1.7305
1481 | 11.6289 | 12.7454 | 0.37273 | 1.7819
1482 | 11.2952 | 11.4809 | 0.33311 | 1.8329
1483 | 11.1259 | 11.0752 | 0.32175 | 1.6747
1484 | 11.2881 | 11.0669 | 0.32189 | 1.7974
1485 | 11.4111 | 11.2727 | 0.32047 | 1.7682
1486 | 11.0292 | 11.6997 | 0.34603 | 1.8845
1487 | 11.0046 | 12.3576 | 0.38246 | 1.7876
1488 | 11.3475 | 13.0443 | 0.40076 | 1.9442
1489 | 11.0118 | 13.6997 | 0.43319 | 1.7097
1490 | 11.3147 | 14.7708 | 0.4549 | 1.7848
1491 | 11.1644 | 15.4196 | 0.48264 | 1.7732
1492 | 11.4922 | 16.3399 | 0.51673 | 1.904
1493 | 11.3763 | 16.5921 | 0.53379 | 1.6702
1494 | 11.1328 | 17.0024 | 0.53627 | 1.6416
1495 | 12.1484 | 17.1626 | 0.55848 | 1.6699
1496 | 12.1753 | 17.5861 | 0.56364 | 1.684
1497 | 13.7087 | 17.6956 | 0.57411 | 1.7437
1498 | 14.1295 | 17.6457 | 0.58248 | 1.852
1499 | 16.0738 | 17.7494 | 0.5819 | 1.8233
1500 | 15.9658 | 17.6688 | 0.58284 | 1.7178
1501 | 15.4525 | 16.8149 | 0.54012 | 1.7922
1502 | 14.3617 | 15.4163 | 0.49034 | 1.8081
1503 | 13.079 | 13.8873 | 0.42632 | 1.6724
1504 | 12.3941 | 13.1238 | 0.39518 | 1.627
1505 | 11.4482 | 12.2382 | 0.35997 | 1.7969
1506 | 11.8857 | 11.3104 | 0.32448 | 1.7549
1507 | 11.0962 | 11.0928 | 0.30795 | 1.7404
1508 | 11.4045 | 10.8512 | 0.30606 | 1.7695
1509 | 11.6967 | 11.2725 | 0.32841 | 1.7586
1510 | 11.0887 | 12.1141 | 0.371 | 1.8164
1511 | 10.4711 | 12.7139 | 0.3783 | 1.6994
1512 | 11.0261 | 13.3745 | 0.40066 | 1.744
1513 | 11.1806 | 13.7698 | 0.41665 | 1.7975
1514 | 10.772 | 14.1546 | 0.43968 | 1.5927
1515 | 10.5688 | 14.9619 | 0.45487 | 1.9026
1516 | 10.8476 | 15.1285 | 0.48512 | 1.7379
1517 | 10.7924 | 15.6624 | 0.49956 | 1.6864
1518 | 11.3313 | 16.0041 | 0.51399 | 1.8116
1519 | 11.7155 | 16.9468 | 0.5405 | 1.8481
1520 | 12.839 | 16.7357 | 0.53988 | 1.6524
1521 | 13.114 | 16.8203 | 0.54384 | 1.7408
1522 | 14.6639 | 17.2925 | 0.56077 | 1.796
1523 | 15.2977 | 17.582 | 0.56154 | 1.7245
1524 | 15.891 | 16.2881 | 0.52341 | 1.5467
1525 | 15.2714 | 15.1395 | 0.47608 | 1.694
1526 | 14.7176 | 13.8284 | 0.42669 | 1.8245
1527 | 13.5133 | 12.4536 | 0.36942 | 1.7282
1528 | 12.3495 | 11.166 | 0.32337 | 1.878
1529 | 11.8976 | 10.0272 | 0.27276 | 1.7787
1530 | 11.4111 | 9.1482 | 0.25068 | 1.8393
1531 | 11.2912 | 8.7792 | 0.24011 | 1.8849
1532 | 10.7643 | 9.0363 | 0.22881 | 1.816
1533 | 11.5742 | 9.5736 | 0.25883 | 1.8827
1534 | 11.3298 | 10.432 | 0.31026 | 1.725
1535 | 11.3169 | 11.1043 | 0.32562 | 1.7907
1536 | 11.5108 | 11.6091 | 0.34446 | 1.825
1537 | 11.434 | 12.216 | 0.36115 | 1.8336
1538 | 11.3496 | 12.4034 | 0.38455 | 1.8252
1539 | 11.2264 | 13.3586 | 0.40474 | 1.7012
1540 | 11.3189 | 13.3853 | 0.42063 | 1.724
1541 | 11.2062 | 13.9106 | 0.44194 | 1.7287
1542 | 11.6438 | 14.8512 | 0.45536 | 1.7615
1543 | 11.3854 | 15.1698 | 0.47657 | 1.8296
1544 | 12.1752 | 15.197 | 0.48091 | 1.8025
1545 | 13.9069 | 15.4888 | 0.49271 | 1.8115
1546 | 14.438 | 15.7287 | 0.49771 | 1.7378
1547 | 15.6599 | 15.3514 | 0.48962 | 1.8611
1548 | 15.3349 | 15.0825 | 0.461 | 1.7071
1549 | 15.665 | 14.2839 | 0.44567 | 1.7931
1550 | 14.7371 | 12.8834 | 0.37507 | 1.8238
1551 | 13.3187 | 9.7716 | 0.27072 | 1.8901
1552 | 12.3715 | 7.7667 | 0.18977 | 1.819
1553 | 11.7361 | 6.6832 | 0.13907 | 1.8054
1554 | 11.3772 | 6.0576 | 0.12777 | 1.7781
1555 | 10.9305 | 6.8113 | 0.13848 | 1.696
1556 | 11.3557 | 6.9846 | 0.16566 | 1.7182
1557 | 11.1493 | 7.7476 | 0.1973 | 1.8961
1558 | 11.0514 | 9.1039 | 0.24432 | 1.7976
1559 | 10.9911 | 9.4353 | 0.25743 | 1.7633
1560 | 11.4667 | 10.1878 | 0.27507 | 1.7972
1561 | 11.2815 | 10.295 | 0.29335 | 1.8252
1562 | 11.2475 | 11.1797 | 0.31448 | 1.6978
1563 | 11.0289 | 11.3709 | 0.32909 | 1.7933
1564 | 10.9603 | 11.9795 | 0.35759 | 1.9172
1565 | 11.2129 | 12.3716 | 0.37413 | 1.7587
1566 | 11.2093 | 13.2463 | 0.4012 | 1.8543
1567 | 11.6091 | 13.6011 | 0.42101 | 1.6771
1568 | 12.107 | 14.249 | 0.43046 | 1.8041
1569 | 13.5452 | 14.3346 | 0.44371 | 1.7625
1570 | 14.8364 | 14.4095 | 0.45138 | 1.6753
1571 | 15.5224 | 14.2202 | 0.4476 | 1.769
1572 | 16.3943 | 13.6623 | 0.42905 | 1.8333
1573 | 15.8659 | 12.007 | 0.34512 | 1.6796
1574 | 14.6541 | 10.0499 | 0.2718 | 1.6878
1575 | 13.3057 | 8.5224 | 0.22281 | 1.7785
1576 | 12.3537 | 7.7193 | 0.18747 | 1.867
1577 | 11.6298 | 7.5731 | 0.19399 | 1.7755
1578 | 11.5004 | 8.4399 | 0.21388 | 1.8337
1579 | 11.5272 | 8.5348 | 0.21875 | 1.7998
1580 | 11.2639 | 9.3854 | 0.25768 | 1.828
1581 | 11.3932 | 10.3399 | 0.28044 | 1.7685
1582 | 11.4012 | 10.8525 | 0.31447 | 1.6858
1583 | 11.0828 | 11.6276 | 0.33517 | 1.733
1584 | 11.4441 | 12.0267 | 0.36539 | 1.8169
1585 | 11.5813 | 12.6883 | 0.38769 | 1.8169
1586 | 10.814 | 13.3405 | 0.42005 | 1.7053
1587 | 11.0289 | 14.2744 | 0.4344 | 1.6731
1588 | 11.1678 | 14.6721 | 0.46829 | 1.6937
1589 | 11.4857 | 10.5336 | 0.314 | 1.6378
1590 | 10.9704 | 10.9033 | 0.33792 | 1.7232
1591 | 10.8185 | 11.746 | 0.37862 | 1.7731
1592 | 11.0348 | 11.7473 | 0.37734 | 1.8431
1593 | 11.179 | 12.4073 | 0.39347 | 1.7456
1594 | 10.9819 | 12.5535 | 0.40132 | 1.8121
1595 | 11.3316 | 12.7063 | 0.40748 | 1.7488
1596 | 11.0812 | 11.9295 | 0.38463 | 1.8193
1597 | 11.4332 | 11.7561 | 0.3582 | 1.8328
1598 | 11.7315 | 10.8758 | 0.34063 | 1.8925
1599 | 11.2939 | 10.5964 | 0.3245 | 1.7334
1600 | 11.1176 | 10.4333 | 0.30844 | 1.7662
1601 | 11.5169 | 9.9908 | 0.30791 | 1.6914
1602 | 11.0838 | 10.0157 | 0.3021 | 1.8904
1603 | 11.3268 | 10.0551 | 0.30062 | 1.8085
1604 | 11.2484 | 10.0502 | 0.31531 | 1.7053
1605 | 11.1952 | 10.2299 | 0.32158 | 1.6751
1606 | 11.2592 | 10.6742 | 0.33276 | 1.8881
1607 | 10.6369 | 11.0045 | 0.34062 | 1.7338
1608 | 11.8196 | 11.3045 | 0.36563 | 1.7622
1609 | 11.6628 | 11.7396 | 0.37113 | 1.8272
1610 | 11.0826 | 12.2856 | 0.39027 | 1.7582
1611 | 11.1991 | 12.4646 | 0.40119 | 1.7427
1612 | 11.1913 | 12.7902 | 0.41601 | 1.7189
1613 | 10.998 | 12.9528 | 0.42825 | 1.7033
1614 | 11.0537 | 12.8458 | 0.41032 | 1.7339
1615 | 11.1395 | 13.0643 | 0.41681 | 1.7421
1616 | 11.54 | 12.9882 | 0.42847 | 1.7778
1617 | 10.976 | 13.1349 | 0.42824 | 1.8083
1618 | 11.4615 | 13.0864 | 0.43402 | 1.8198
1619 | 11.3305 | 12.985 | 0.43455 | 1.8954
1620 | 11.5116 | 12.7816 | 0.40616 | 1.8918
1621 | 11.0392 | 11.7554 | 0.36769 | 1.6583
1622 | 11.419 | 10.864 | 0.33787 | 1.9596
1623 | 10.9206 | 9.7506 | 0.30538 | 1.7662
1624 | 10.8062 | 9.097 | 0.2668 | 1.7687
1625 | 11.4118 | 8.1405 | 0.23991 | 1.8521
1626 | 11.2336 | 7.6686 | 0.22505 | 1.9275
1627 | 11.3713 | 7.5176 | 0.21858 | 1.6572
1628 | 10.6983 | 7.9579 | 0.22709 | 1.783
1629 | 10.9663 | 8.3568 | 0.23406 | 1.651
1630 | 11.0774 | 8.6642 | 0.24627 | 1.6135
1631 | 11.2318 | 9.2854 | 0.2823 | 1.6717
1632 | 10.9572 | 9.5463 | 0.29264 | 1.7017
1633 | 11.3233 | 9.6227 | 0.28127 | 1.7056
1634 | 11.3738 | 9.3308 | 0.28507 | 1.7975
1635 | 10.8954 | 9.4517 | 0.29742 | 1.7294
1636 | 11.4642 | 9.4595 | 0.28449 | 1.8224
1637 | 11.081 | 14.7036 | 0.45161 | 1.8438
1638 | 10.846 | 14.3605 | 0.45025 | 1.8024
1639 | 11.1698 | 14.2074 | 0.44865 | 1.7821
1640 | 12.7022 | 14.4318 | 0.44576 | 1.7205
1641 | 13.7235 | 14.5272 | 0.43852 | 1.861
1642 | 14.6606 | 14.5505 | 0.45019 | 1.688
1643 | 15.6403 | 14.3664 | 0.4394 | 1.7236
1644 | 16.2849 | 13.8363 | 0.43759 | 1.7821
1645 | 15.8202 | 13.8861 | 0.43329 | 1.8447
1646 | 14.7188 | 13.6185 | 0.41607 | 1.7959
1647 | 13.7487 | 12.8234 | 0.37045 | 1.7636
1648 | 12.5202 | 11.7601 | 0.35031 | 1.9412
1649 | 11.5792 | 10.8052 | 0.32012 | 1.8234
1650 | 10.8587 | 10.716 | 0.30301 | 1.7836
1651 | 11.1311 | 10.3549 | 0.29795 | 1.7836
1652 | 10.9114 | 10.207 | 0.28417 | 1.869
1653 | 11.2366 | 10.5621 | 0.29324 | 1.8854
1654 | 10.7139 | 10.7682 | 0.30632 | 1.7646
1655 | 11.3534 | 11.1386 | 0.31633 | 1.6559
1656 | 11.1732 | 11.4885 | 0.33894 | 1.7754
1657 | 10.8487 | 11.7615 | 0.35435 | 1.8762
1658 | 11.2734 | 11.9294 | 0.35696 | 1.6674
1659 | 11.398 | 12.656 | 0.38251 | 1.9323
1660 | 11.2606 | 13.1691 | 0.38831 | 1.7997
1661 | 11.1919 | 13.2744 | 0.40885 | 1.7892
1662 | 11.4579 | 13.9958 | 0.44127 | 1.8735
1663 | 11.5073 | 14.6523 | 0.44789 | 1.7954
1664 | 12.2884 | 14.8643 | 0.46448 | 1.8018
1665 | 13.8762 | 15.3475 | 0.46959 | 1.9003
1666 | 14.4005 | 15.156 | 0.48377 | 1.7457
1667 | 15.7211 | 15.4069 | 0.49532 | 1.6539
1668 | 15.4386 | 14.0747 | 0.42864 | 1.8414
1669 | 15.8421 | 12.8389 | 0.38258 | 1.851
1670 | 14.9209 | 11.1129 | 0.31528 | 1.8123
1671 | 14.4212 | 9.6656 | 0.26261 | 1.8808
1672 | 12.7357 | 8.0826 | 0.18708 | 1.7267
1673 | 11.8514 | 6.8438 | 0.15689 | 1.6169
1674 | 11.7336 | 6.3071 | 0.12654 | 1.8306
1675 | 11.185 | 6.0557 | 0.13026 | 1.7117
1676 | 11.2641 | 6.212 | 0.13717 | 1.9166
1677 | 10.9098 | 6.6344 | 0.15791 | 1.7672
1678 | 11.6904 | 7.5261 | 0.18223 | 1.8504
1679 | 11.9111 | 9.1323 | 0.23714 | 1.8037
1680 | 10.6867 | 9.6631 | 0.26171 | 1.7811
1681 | 11.2068 | 10.4693 | 0.30089 | 1.8623
1682 | 11.1608 | 11.0504 | 0.3244 | 1.8469
1683 | 11.2958 | 11.9982 | 0.35071 | 1.6515
1684 | 10.9524 | 12.5871 | 0.37864 | 1.8496
1685 | 11.5067 | 13.0343 | 0.4093 | 1.8139
1686 | 10.9652 | 13.8396 | 0.42721 | 1.7826
1687 | 11.9397 | 14.6566 | 0.45926 | 1.621
1688 | 12.8827 | 14.7386 | 0.47196 | 1.6177
1689 | 13.8108 | 15.2354 | 0.48123 | 1.7254
1690 | 14.7627 | 15.5463 | 0.4882 | 1.8248
1691 | 15.3269 | 15.3443 | 0.48026 | 1.7675
1692 | 16.2239 | 15.1513 | 0.47794 | 1.664
1693 | 15.354 | 15.1273 | 0.46344 | 1.8598
1694 | 14.6162 | 13.7942 | 0.41461 | 1.873
1695 | 13.7725 | 11.0873 | 0.32077 | 1.9837
1696 | 12.3399 | 9.2939 | 0.24715 | 1.5751
1697 | 12.0585 | 7.4378 | 0.17981 | 1.7368
1698 | 11.1285 | 7.8321 | 0.17793 | 1.7086
1699 | 11.7742 | 7.9029 | 0.19412 | 1.685
1700 | 11.2625 | 8.359 | 0.22387 | 1.788
1701 | 11.0208 | 9.4992 | 0.25131 | 1.8682
1702 | 10.7809 | 10.4471 | 0.29295 | 1.6879
1703 | 10.9634 | 11.0959 | 0.31371 | 1.6152
1704 | 10.5037 | 11.4427 | 0.33545 | 1.7702
1705 | 10.911 | 11.9685 | 0.35328 | 1.825
1706 | 11.1535 | 12.176 | 0.37887 | 1.8777
1707 | 11.2985 | 12.921 | 0.37979 | 1.7717
1708 | 11.3268 | 13.2183 | 0.40911 | 1.7281
1709 | 11.381 | 14.1532 | 0.42468 | 1.7555
1710 | 11.0951 | 14.7623 | 0.45868 | 1.5877
1711 | 11.5408 | 15.2496 | 0.48604 | 1.762
1712 | 12.3694 | 15.6193 | 0.49177 | 1.8274
1713 | 13.3407 | 15.6222 | 0.50353 | 1.6978
1714 | 14.3029 | 15.9361 | 0.5104 | 1.7217
1715 | 15.7434 | 16.1206 | 0.50877 | 1.8963
1716 | 15.952 | 14.1878 | 0.44502 | 1.7178
1717 | 15.9488 | 12.4439 | 0.37348 | 1.7897
1718 | 14.6804 | 10.9911 | 0.30783 | 1.7866
1719 | 13.3914 | 9.3011 | 0.2561 | 1.8151
1720 | 12.5281 | 7.3709 | 0.18321 | 1.6792
1721 | 11.8082 | 6.6239 | 0.14929 | 1.6987
1722 | 11.335 | 5.3358 | 0.12479 | 1.7873
1723 | 11.1339 | 4.6261 | 0.11997 | 1.5212
1724 | 11.3819 | 4.9059 | 0.12348 | 1.839
1725 | 11.1297 | 5.8876 | 0.1245 | 1.696
1726 | 10.8084 | 7.088 | 0.16742 | 1.6739
1727 | 10.9206 | 8.4697 | 0.22387 | 1.6682
1728 | 11.1603 | 9.2268 | 0.23491 | 1.6629
1729 | 11.3847 | 8.9094 | 0.24715 | 1.8227
1730 | 11.5815 | 9.7997 | 0.26556 | 1.8088
1731 | 11.6216 | 9.877 | 0.26579 | 1.7246
1732 | 11.3985 | 10.4226 | 0.29255 | 1.7622
1733 | 11.8628 | 10.4019 | 0.29857 | 1.6636
1734 | 12.2651 | 10.4786 | 0.30413 | 1.8243
1735 | 11.6945 | 10.6191 | 0.31017 | 1.7038
1736 | 12.4258 | 10.9729 | 0.31195 | 1.8292
1737 | 13.4538 | 10.8972 | 0.30965 | 1.8458
1738 | 14.7589 | 10.8043 | 0.31551 | 1.8504
1739 | 15.5861 | 11.2026 | 0.30952 | 1.8104
1740 | 16.2479 | 10.6894 | 0.2958 | 1.8569
1741 | 15.4005 | 10.1138 | 0.28019 | 1.7788
1742 | 14.7006 | 9.5402 | 0.24851 | 1.8316
1743 | 13.2624 | 8.9442 | 0.23562 | 1.7525
1744 | 12.2131 | 8.2604 | 0.20601 | 1.8422
1745 | 12.0179 | 7.7925 | 0.18737 | 1.7903
1746 | 11.0884 | 7.376 | 0.18702 | 1.7393
1747 | 11.199 | 7.3915 | 0.16535 | 1.8751
1748 | 11.1004 | 7.1021 | 0.16949 | 1.6101
1749 | 11.1187 | 8.0309 | 0.19135 | 1.9431
1750 | 11.6964 | 7.7287 | 0.1922 | 1.543
1751 | 11.1317 | 8.148 | 0.19824 | 1.7064
1752 | 10.9129 | 8.6013 | 0.21545 | 1.8107
1753 | 11.6793 | 9.3193 | 0.24509 | 1.7866
1754 | 11.5021 | 9.7802 | 0.26419 | 1.8786
1755 | 11.2067 | 10.4421 | 0.28424 | 1.6761
1756 | 11.4195 | 10.8374 | 0.31336 | 1.7416
1757 | 10.8611 | 8.0742 | 0.23371 | 1.6728
1758 | 11.0861 | 8.5483 | 0.24022 | 1.6953
1759 | 11.3628 | 9.1069 | 0.26368 | 1.7815
1760 | 11.2299 | 9.0817 | 0.26903 | 1.7059
1761 | 11.6424 | 9.272 | 0.27835 | 1.615
1762 | 11.2891 | 9.1426 | 0.28052 | 1.8008
1763 | 11.7592 | 9.3971 | 0.27507 | 1.7808
1764 | 10.5561 | 8.3424 | 0.24245 | 1.7238
1765 | 11.1994 | 7.8177 | 0.21918 | 1.7436
1766 | 11.3028 | 6.3724 | 0.16139 | 1.8371
1767 | 11.1933 | 5.5133 | 0.13089 | 1.9499
1768 | 11.1792 | 4.7678 | 0.12763 | 1.9025
1769 | 10.9123 | 4.6574 | 0.12371 | 1.7388
1770 | 10.883 | 4.7452 | 0.12708 | 1.6031
1771 | 11.5046 | 4.9558 | 0.13054 | 1.8073
1772 | 11.0401 | 4.5684 | 0.11639 | 1.7718
1773 | 11.3297 | 4.5555 | 0.12778 | 1.8195
1774 | 11.1816 | 4.5935 | 0.12018 | 1.6338
1775 | 11.6375 | 5.0043 | 0.12348 | 1.8576
1776 | 10.984 | 5.9056 | 0.14154 | 1.8106
1777 | 10.987 | 6.2298 | 0.1669 | 1.8053
1778 | 11.443 | 6.7621 | 0.17889 | 1.8239
1779 | 10.6285 | 6.9072 | 0.18771 | 1.969
1780 | 10.5366 | 7.5355 | 0.21924 | 1.8089
1781 | 10.9212 | 7.8177 | 0.22989 | 1.728
1782 | 10.7428 | 8.3459 | 0.24494 | 1.8796
1783 | 11.1811 | 8.8637 | 0.25654 | 1.8434
1784 | 11.1681 | 9.0971 | 0.2677 | 1.8034
1785 | 10.8159 | 9.3624 | 0.2845 | 1.7693
1786 | 11.6136 | 9.5324 | 0.2711 | 1.7273
1787 | 11.39 | 9.2208 | 0.28404 | 1.8379
1788 | 11.1413 | 8.513 | 0.24052 | 1.7318
1789 | 11.6583 | 7.3072 | 0.19966 | 1.8888
1790 | 11.2223 | 6.2792 | 0.15471 | 1.9529
1791 | 11.7695 | 5.2501 | 0.12338 | 1.7977
1792 | 11.1707 | 4.4966 | 0.12618 | 1.9737
1793 | 11.1536 | 4.5997 | 0.11712 | 1.7841
1794 | 11.6485 | 4.5256 | 0.12411 | 1.6582
1795 | 11.6743 | 4.8535 | 0.11723 | 1.7082
1796 | 10.8526 | 4.53 | 0.1265 | 1.7501
1797 | 10.8671 | 4.6019 | 0.1198 | 1.9348
1798 | 11.4396 | 4.6493 | 0.13344 | 1.8485
1799 | 11.1698 | 5.0461 | 0.12232 | 1.7111
1800 | 11.4202 | 5.1473 | 0.12989 | 1.7269
1801 | 11.2388 | 5.6325 | 0.12648 | 1.7252
1802 | 10.8943 | 5.9421 | 0.13934 | 1.6709
1803 | 11.1401 | 5.907 | 0.15635 | 1.7119
1804 | 11.3427 | 6.1583 | 0.16779 | 1.7356
1805 | 11.6885 | 8.226 | 0.20354 | 1.7217
1806 | 11.6921 | 8.2195 | 0.21606 | 1.6689
1807 | 12.3214 | 8.6842 | 0.22078 | 1.8339
1808 | 12.8457 | 8.2316 | 0.22093 | 1.8078
1809 | 13.5744 | 8.8319 | 0.22751 | 1.8308
1810 | 14.2925 | 8.7432 | 0.22021 | 1.7893
1811 | 15.7519 | 8.1065 | 0.22349 | 2.3277
1812 | 16.2231 | 6.1824 | 0.13541 | 2.4094
1813 | 15.3802 | 4.6664 | 0.12482 | 2.2153
1814 | 14.0636 | 4.3011 | 0.1216 | 2.3916
1815 | 12.5968 | 4.2281 | 0.11585 | 2.3282
1816 | 12.1116 | 4.744 | 0.11663 | 2.5297
1817 | 11.6766 | 4.5642 | 0.13529 | 2.3436
1818 | 10.9472 | 4.6486 | 0.13206 | 2.2425
1819 | 10.4608 | 4.627 | 0.12114 | 2.1062
1820 | 10.8152 | 4.5061 | 0.1265 | 2.1547
1821 | 11.1388 | 4.7798 | 0.11983 | 2.0537
1822 | 11.0804 | 4.4069 | 0.12702 | 1.9498
1823 | 11.0997 | 4.605 | 0.12298 | 1.7568
1824 | 10.6973 | 4.5482 | 0.13268 | 1.7257
1825 | 11.6334 | 4.581 | 0.11645 | 1.6289
1826 | 10.8443 | 4.792 | 0.1195 | 1.7752
1827 | 10.9016 | 4.244 | 0.12122 | 1.887
1828 | 10.7662 | 4.8633 | 0.12131 | 1.7589
1829 | 11.1338 | 4.4887 | 0.1186 | 1.7271
1830 | 11.4295 | 5.1518 | 0.11936 | 1.7593
1831 | 12.0284 | 6.0307 | 0.13105 | 1.7389
1832 | 12.361 | 6.7488 | 0.15037 | 1.9737
1833 | 13.7237 | 7.4906 | 0.17636 | 1.7763
1834 | 14.7153 | 7.7992 | 0.19627 | 1.7341
1835 | 15.7743 | 7.9805 | 0.18849 | 1.7041
1836 | 16.1729 | 7.1849 | 0.16987 | 1.9308
1837 | 15.6564 | 6.7566 | 0.15072 | 1.9695
1838 | 14.7224 | 5.4545 | 0.12495 | 1.9279
1839 | 14.004 | 5.9184 | 0.11738 | 1.8632
1840 | 12.5795 | 5.9606 | 0.12555 | 2.0226
1841 | 11.4797 | 5.1175 | 0.1109 | 1.8329
1842 | 11.3156 | 4.547 | 0.11547 | 1.815
1843 | 11.4363 | 4.4502 | 0.12647 | 1.7478
1844 | 10.747 | 4.4602 | 0.13242 | 1.7397
1845 | 11.0981 | 4.7865 | 0.11745 | 1.843
1846 | 11.0494 | 4.7691 | 0.12048 | 1.9209
1847 | 11.1366 | 4.6197 | 0.11445 | 1.8457
1848 | 11.3503 | 4.7865 | 0.1313 | 1.8334
1849 | 11.0582 | 4.1867 | 0.11958 | 1.5683
1850 | 11.2191 | 4.217 | 0.1201 | 1.8025
1851 | 10.9211 | 5.0827 | 0.12203 | 1.8007
1852 | 11.2505 | 5.182 | 0.12025 | 1.8436
1853 | 11.1435 | 5.5202 | 0.12505 | 1.8038
1854 | 10.9662 | 5.8037 | 0.12656 | 1.6743
1855 | 11.6359 | 6.01 | 0.11839 | 1.6732
1856 | 12.331 | 5.9992 | 0.12641 | 1.9668
1857 | 13.2969 | 6.0251 | 0.11552 | 1.6708
1858 | 14.933 | 6.7004 | 0.15583 | 1.7845
1859 | 15.7109 | 6.0231 | 0.12507 | 1.7822
1860 | 16.1015 | 5.8636 | 0.11862 | 1.8654
1861 | 15.5149 | 5.4121 | 0.12059 | 1.911
1862 | 14.774 | 5.4127 | 0.11619 | 1.7403
1863 | 13.2843 | 5.0625 | 0.12225 | 1.5766
1864 | 12.8755 | 5.0204 | 0.12502 | 1.6049
1865 | 11.8768 | 4.766 | 0.1281 | 1.655
1866 | 11.5984 | 4.743 | 0.1232 | 1.8367
1867 | 10.7186 | 4.764 | 0.12578 | 1.6092
1868 | 10.7558 | 4.7635 | 0.12813 | 1.5771
1869 | 11.1118 | 4.6103 | 0.12296 | 1.6442
1870 | 11.2349 | 4.8254 | 0.13032 | 1.8536
1871 | 10.9017 | 5.5359 | 0.13092 | 1.7079
1872 | 10.8905 | 6.6674 | 0.14518 | 1.7072
1873 | 10.8014 | 5.8903 | 0.12346 | 1.7681
1874 | 10.8528 | 6.0928 | 0.13733 | 1.7587
1875 | 10.5829 | 6.2031 | 0.14126 | 1.7918
1876 | 10.9447 | 6.3407 | 0.1438 | 1.8019
1877 | 11.2698 | 6.988 | 0.16141 | 1.7172
1878 | 11.6505 | 7.8255 | 0.19855 | 1.6584
1879 | 11.7348 | 8.3448 | 0.20193 | 1.7899
1880 | 12.4531 | 8.4102 | 0.21685 | 1.7372
1881 | 13.5243 | 9.3061 | 0.23424 | 1.8251
1882 | 14.608 | 9.0822 | 0.24089 | 1.8348
1883 | 15.9462 | 9.0309 | 0.24171 | 1.7996
1884 | 16.5841 | 9.169 | 0.24653 | 1.5926
1885 | 15.6293 | 8.9449 | 0.23568 | 1.7372
1886 | 14.7675 | 9.0578 | 0.23534 | 1.7548
1887 | 13.416 | 8.7994 | 0.22172 | 1.853
1888 | 12.4541 | 8.6589 | 0.22094 | 1.702
1889 | 11.317 | 8.3864 | 0.22412 | 1.6779
1890 | 11.4133 | 8.6519 | 0.22967 | 1.8982
1891 | 11.5266 | 8.6115 | 0.22233 | 1.8283
1892 | 11.5115 | 8.7791 | 0.22831 | 1.8184
1893 | 11.3605 | 8.8003 | 0.23665 | 1.844
1894 | 11.5808 | 9.0534 | 0.23488 | 1.7264
1895 | 10.8358 | 8.9985 | 0.2493 | 1.7672
1896 | 11.0169 | 9.6313 | 0.26418 | 1.7791
1897 | 11.5449 | 9.8232 | 0.25964 | 1.8949
1898 | 10.8065 | 10.0208 | 0.27139 | 1.8502
1899 | 11.0379 | 10.0908 | 0.28408 | 1.8488
1900 | 10.7563 | 11.0641 | 0.32033 | 1.8117
1901 | 10.9163 | 10.2143 | 0.28466 | 1.6697
1902 | 11.1237 | 10.9691 | 0.30804 | 1.9188
1903 | 11.4948 | 10.3406 | 0.2934 | 1.887
1904 | 12.7844 | 10.147 | 0.29323 | 1.6742
1905 | 13.8662 | 10.2185 | 0.28881 | 1.7772
1906 | 14.6585 | 10.2717 | 0.27988 | 1.7209
1907 | 15.3285 | 10.2413 | 0.27018 | 1.8992
1908 | 16.1212 | 9.3905 | 0.25682 | 1.7209
1909 | 15.5917 | 8.605 | 0.21886 | 1.7993
1910 | 14.8277 | 7.6179 | 0.19697 | 1.9222
1911 | 13.9463 | 7.4064 | 0.17337 | 1.8505
1912 | 12.1306 | 6.83 | 0.15083 | 1.7756
1913 | 12.0527 | 6.3696 | 0.14109 | 1.7701
1914 | 11.6202 | 6.0987 | 0.12932 | 1.7793
1915 | 11.2736 | 6.0437 | 0.13518 | 1.7218
1916 | 10.4944 | 5.9924 | 0.12549 | 1.7384
1917 | 11.4443 | 6.0269 | 0.13445 | 1.8502
1918 | 10.761 | 6.9993 | 0.14616 | 1.6881
1919 | 11.2933 | 7.4514 | 0.17133 | 1.7703
1920 | 11.2338 | 7.3973 | 0.1731 | 1.6648
1921 | 11.4933 | 7.4354 | 0.18749 | 1.8161
1922 | 11.0496 | 7.6521 | 0.19163 | 1.8212
1923 | 11.1964 | 7.8044 | 0.19828 | 1.7015
1924 | 11.243 | 8.2935 | 0.21437 | 1.8751
1925 | 10.9243 | 6.2801 | 0.17438 | 1.7673
1926 | 11.4378 | 6.5556 | 0.1704 | 1.6474
1927 | 11.7897 | 6.4169 | 0.17881 | 1.7746
1928 | 11.2696 | 6.6836 | 0.17932 | 1.9355
1929 | 11.2867 | 6.6891 | 0.17473 | 1.7733
1930 | 10.664 | 6.6388 | 0.17495 | 1.7086
1931 | 11.4673 | 6.7766 | 0.1742 | 1.8853
1932 | 11.0443 | 6.1675 | 0.16089 | 1.6933
1933 | 11.3008 | 5.713 | 0.12603 | 1.524
1934 | 10.6626 | 5.3748 | 0.11868 | 1.7698
1935 | 11.1867 | 4.6021 | 0.11237 | 2.0079
1936 | 11.0659 | 4.7092 | 0.12956 | 1.7558
1937 | 11.4174 | 4.6194 | 0.12318 | 1.8594
1938 | 11.1815 | 4.4402 | 0.12401 | 1.6518
1939 | 10.8647 | 4.7675 | 0.11484 | 1.8379
1940 | 11.2329 | 4.6312 | 0.13036 | 1.8596
1941 | 11.0192 | 4.5506 | 0.11941 | 1.7234
1942 | 11.4647 | 4.5057 | 0.12156 | 1.8602
1943 | 11.1723 | 4.8491 | 0.12575 | 1.6936
1944 | 11.4421 | 4.476 | 0.12752 | 1.8518
1945 | 11.2885 | 5.3114 | 0.11288 | 1.7439
1946 | 11.0601 | 5.7667 | 0.14042 | 1.6899
1947 | 11.553 | 5.7892 | 0.15314 | 1.7439
1948 | 11.5294 | 6.515 | 0.1617 | 1.8143
1949 | 10.9446 | 6.7789 | 0.17462 | 1.8404
1950 | 10.3171 | 6.9821 | 0.18756 | 1.778
1951 | 11.5587 | 7.3154 | 0.20409 | 1.7304
1952 | 11.4694 | 7.6744 | 0.21431 | 1.8094
1953 | 11.3898 | 7.7934 | 0.22394 | 1.6886
1954 | 11.166 | 7.9794 | 0.23191 | 1.8012
1955 | 11.0421 | 7.8697 | 0.23276 | 1.7431
1956 | 11.2314 | 6.9218 | 0.19487 | 1.9426
1957 | 11.0487 | 6.6563 | 0.16337 | 1.8218
1958 | 11.0134 | 5.6062 | 0.13248 | 1.8536
1959 | 10.9839 | 4.9871 | 0.12461 | 1.9499
1960 | 11.0076 | 4.6925 | 0.11719 | 1.803
1961 | 10.7936 | 4.6591 | 0.13692 | 1.765
1962 | 11.5425 | 4.7637 | 0.12052 | 1.7849
1963 | 11.3527 | 4.525 | 0.12514 | 1.8501
1964 | 11.1249 | 4.6055 | 0.11928 | 1.6687
1965 | 10.8439 | 4.6202 | 0.12505 | 2.0286
1966 | 10.8504 | 4.4505 | 0.12627 | 1.6655
1967 | 10.8181 | 5.0596 | 0.12735 | 1.8431
1968 | 11.1549 | 5.3305 | 0.12934 | 1.6588
1969 | 11.4204 | 5.6072 | 0.14402 | 1.8218
1970 | 11.2701 | 6.0914 | 0.15009 | 1.6849
1971 | 11.2493 | 6.3586 | 0.17028 | 1.6917
1972 | 11.0046 | 6.798 | 0.17063 | 1.8121
1973 | 11.1495 | 9.0126 | 0.25614 | 1.8362
1974 | 11.6798 | 9.523 | 0.2739 | 1.875
1975 | 11.7473 | 10.0708 | 0.28065 | 1.716
1976 | 12.0397 | 10.321 | 0.29776 | 1.8649
1977 | 13.1726 | 10.4347 | 0.29073 | 1.758
1978 | 14.945 | 10.5473 | 0.30664 | 1.7215
1979 | 15.5282 | 10.8367 | 0.30073 | 1.8381
1980 | 16.2724 | 8.7984 | 0.2356 | 1.8543
1981 | 15.4712 | 6.8193 | 0.16251 | 1.915
1982 | 15.0165 | 7.3512 | 0.17084 | 1.8511
1983 | 13.5729 | 6.2476 | 0.12783 | 1.7775
1984 | 12.4047 | 4.4497 | 0.12987 | 1.8423
1985 | 11.7385 | 4.5585 | 0.12028 | 1.788
1986 | 11.6591 | 4.435 | 0.12274 | 1.6931
1987 | 11.9107 | 4.5871 | 0.12234 | 1.8634
1988 | 11.0763 | 4.688 | 0.1303 | 1.8318
1989 | 11.2845 | 4.7043 | 0.11883 | 1.7013
1990 | 11.2949 | 4.5483 | 0.12851 | 1.8152
1991 | 11.5025 | 5.5354 | 0.11605 | 1.8052
1992 | 11.2521 | 5.3655 | 0.11461 | 1.7324
1993 | 11.4847 | 5.9527 | 0.12483 | 1.6488
1994 | 11.0695 | 6.6135 | 0.14328 | 1.984
1995 | 11.6751 | 7.0803 | 0.15705 | 1.8172
1996 | 11.2677 | 7.5763 | 0.1856 | 1.7364
1997 | 11.0281 | 7.7336 | 0.18388 | 1.6979
1998 | 11.6368 | 7.8482 | 0.19008 | 1.7826
1999 | 11.6632 | 8.1393 | 0.20513 | 1.8217
2000 | 12.758 | 8.2393 | 0.20421 | 1.7872
2001 | 13.6016 | 8.3076 | 0.21759 | 1.7743
2002 | 14.6776 | 8.3519 | 0.21138 | 1.7972
2003 | 15.4089 | 8.5134 | 0.21163 | 1.8945
2004 | 16.3972 | 7.4539 | 0.1774 | 1.7968
2005 | 16.0497 | 6.6393 | 0.14357 | 1.7231
2006 | 14.7032 | 6.0081 | 0.1224 | 1.822
2007 | 13.4999 | 5.6161 | 0.11355 | 1.7643
2008 | 12.399 | 5.0346 | 0.10921 | 1.8389
2009 | 11.5827 | 4.9398 | 0.13315 | 1.6143
2010 | 11.6624 | 4.5125 | 0.12117 | 1.7964
2011 | 11.0559 | 4.538 | 0.12202 | 2.0167
2012 | 10.976 | 4.4882 | 0.13051 | 1.5748
2013 | 11.2628 | 4.917 | 0.11737 | 1.7863
2014 | 11.378 | 5.3999 | 0.12167 | 1.7862
2015 | 11.7224 | 5.8613 | 0.12628 | 1.7296
2016 | 11.1391 | 6.1204 | 0.12327 | 1.8579
2017 | 11.4448 | 6.5959 | 0.13612 | 1.8017
2018 | 10.5183 | 6.9477 | 0.1492 | 1.7748
2019 | 11.3619 | 7.1253 | 0.16268 | 1.7736
2020 | 10.8136 | 7.9236 | 0.19584 | 1.8197
2021 | 11.8788 | 8.1026 | 0.19952 | 1.6841
2022 | 11.2824 | 8.048 | 0.19943 | 1.7888
2023 | 11.7821 | 8.3189 | 0.21442 | 1.7982
2024 | 12.5429 | 8.8739 | 0.22201 | 1.8271
2025 | 13.5297 | 8.7428 | 0.22691 | 1.7387
2026 | 14.9191 | 8.9666 | 0.22757 | 1.8079
2027 | 15.5759 | 8.6229 | 0.22637 | 1.8516
2028 | 16.1334 | 8.8549 | 0.23215 | 1.7903
2029 | 16.3916 | 7.7161 | 0.19551 | 1.8449
2030 | 14.2727 | 7.4296 | 0.17173 | 1.7278
2031 | 13.6585 | 6.8252 | 0.15311 | 1.7689
2032 | 12.2901 | 6.5783 | 0.13796 | 1.78
2033 | 11.8901 | 6.157 | 0.12454 | 1.7082
2034 | 11.9863 | 5.9125 | 0.11466 | 1.5228
2035 | 11.4371 | 5.8277 | 0.12495 | 1.7756
2036 | 11.4298 | 5.7423 | 0.1206 | 1.8645
2037 | 10.4062 | 5.6523 | 0.12549 | 1.7366
2038 | 11.3441 | 6.2232 | 0.12822 | 1.8183
2039 | 11.0094 | 6.5257 | 0.14556 | 1.7974
2040 | 11.4379 | 7.0014 | 0.16038 | 1.7913
2041 | 11.2961 | 7.78 | 0.18511 | 1.799
2042 | 11.3411 | 8.1911 | 0.20826 | 1.8483
2043 | 11.3359 | 9.0365 | 0.23476 | 1.9255
2044 | 11.1715 | 9.4422 | 0.2443 | 1.7398
2045 | 11.5493 | 10.13 | 0.27619 | 1.7284
2046 | 11.4462 | 10.6859 | 0.30237 | 1.6228
2047 | 11.7188 | 11.1844 | 0.33708 | 1.8117
2048 | 12.533 | 11.4136 | 0.34395 | 1.8584
2049 | 12.9175 | 12.3505 | 0.36561 | 1.8419
2050 | 14.9392 | 12.1156 | 0.37985 | 1.8804
2051 | 15.7903 | 11.8872 | 0.35444 | 1.9242
2052 | 16.3724 | 8.9746 | 0.23129 | 2.1253
2053 | 14.8888 | 5.8441 | 0.12989 | 2.1795
2054 | 14.4792 | 4.6572 | 0.11786 | 2.4624
2055 | 13.5347 | 4.8544 | 0.12593 | 2.3496
2056 | 11.9229 | 4.7677 | 0.11631 | 2.3013
2057 | 11.4057 | 4.6736 | 0.12661 | 2.2076
2058 | 11.5589 | 4.4812 | 0.12027 | 2.3023
2059 | 11.1116 | 4.7681 | 0.12823 | 2.0585
2060 | 11.0213 | 4.6593 | 0.12286 | 1.8479
2061 | 10.882 | 4.4074 | 0.12044 | 1.97
2062 | 10.3158 | 4.6293 | 0.12768 | 1.8979
2063 | 11.4203 | 4.4284 | 0.11913 | 1.699
2064 | 11.1097 | 4.6876 | 0.12585 | 1.7157
2065 | 10.7684 | 4.7173 | 0.12054 | 1.8176
2066 | 11.3889 | 4.4633 | 0.13153 | 1.6567
2067 | 11.4936 | 5.503 | 0.12046 | 1.778
2068 | 11.0687 | 6.6712 | 0.14616 | 1.8441
2069 | 10.6633 | 7.9733 | 0.18844 | 1.7319
2070 | 11.4914 | 8.5263 | 0.22454 | 1.8492
2071 | 12.4887 | 10.0451 | 0.27291 | 1.7815
2072 | 12.7213 | 10.2917 | 0.29179 | 1.7987
2073 | 13.138 | 10.875 | 0.32415 | 1.5618
2074 | 14.8705 | 11.5437 | 0.33562 | 1.7877
2075 | 15.83 | 10.9265 | 0.31046 | 1.9619
2076 | 16.0426 | 7.9057 | 0.20097 | 2.0726
2077 | 15.3729 | 5.1518 | 0.12203 | 2.3837
2078 | 13.9344 | 4.3118 | 0.12887 | 2.3181
2079 | 13.4362 | 4.5641 | 0.12742 | 2.3356
2080 | 11.7287 | 4.4919 | 0.13274 | 2.2834
2081 | 10.9218 | 4.3726 | 0.12539 | 2.212
2082 | 11.6158 | 4.7491 | 0.11443 | 2.1239
2083 | 11.853 | 4.6191 | 0.12375 | 1.9852
2084 | 11.4736 | 4.6673 | 0.12614 | 1.8389
2085 | 11.8585 | 4.8339 | 0.1204 | 1.8566
2086 | 11.492 | 4.5785 | 0.12202 | 1.742
2087 | 11.0666 | 4.3224 | 0.12023 | 1.7978
2088 | 11.1592 | 4.4333 | 0.12255 | 1.8341
2089 | 11.1856 | 4.4861 | 0.11594 | 1.7941
2090 | 10.6301 | 4.5078 | 0.12381 | 1.6396
2091 | 11.1717 | 6.0568 | 0.12578 | 1.8326
2092 | 11.3402 | 7.5371 | 0.16908 | 1.9196
2093 | 10.84 | 6.6188 | 0.16916 | 1.6106
2094 | 11.3558 | 7.4776 | 0.19937 | 1.9605
2095 | 10.6638 | 8.0283 | 0.22526 | 1.7121
2096 | 10.973 | 8.2495 | 0.23607 | 1.8345
2097 | 10.9221 | 8.6435 | 0.24399 | 1.7485
2098 | 11.3763 | 8.851 | 0.25906 | 1.9283
2099 | 11.302 | 8.3212 | 0.24463 | 1.8971
2100 | 10.9651 | 7.0491 | 0.20697 | 1.8525
2101 | 10.9123 | 5.916 | 0.14082 | 1.8526
2102 | 10.6499 | 4.3953 | 0.11265 | 2.1351
2103 | 10.7671 | 4.6861 | 0.12876 | 1.9355
2104 | 11.0084 | 4.6863 | 0.12791 | 1.9872
2105 | 11.2515 | 4.6541 | 0.11371 | 2.0391
2106 | 10.939 | 4.4883 | 0.12552 | 1.8885
2107 | 11.4143 | 4.4965 | 0.12059 | 1.7656
2108 | 11.6725 | 4.5399 | 0.11647 | 1.6601
2109 | 11.3503 | 4.4045 | 0.12329 | 1.6714
2110 | 10.9569 | 4.5456 | 0.1169 | 1.768
2111 | 11.267 | 4.593 | 0.1188 | 1.8852
2112 | 10.8758 | 4.6091 | 0.12314 | 1.8105
2113 | 11.8411 | 5.0719 | 0.129 | 1.9199
2114 | 10.8622 | 5.687 | 0.13291 | 1.6682
2115 | 11.3189 | 6.0855 | 0.1622 | 1.7441
2116 | 10.7025 | 6.8462 | 0.18147 | 1.7027
2117 | 11.0376 | 7.0591 | 0.2015 | 1.855
2118 | 11.6602 | 7.9883 | 0.21006 | 1.7343
2119 | 11.6309 | 8.1359 | 0.23489 | 1.8307
2120 | 10.9723 | 8.4451 | 0.24685 | 1.8129
2121 | 11.6785 | 8.7688 | 0.24917 | 1.8078
2122 | 11.3075 | 9.0549 | 0.27221 | 1.7334
2123 | 11.3305 | 8.5719 | 0.24731 | 1.7831
2124 | 11.1691 | 6.9203 | 0.18603 | 1.9718
2125 | 10.7791 | 5.6624 | 0.12874 | 2.0778
2126 | 11.3877 | 4.5167 | 0.12528 | 2.1111
2127 | 11.0161 | 4.5241 | 0.13079 | 2.1045
2128 | 10.9972 | 4.5405 | 0.11755 | 1.9262
2129 | 10.8364 | 4.7428 | 0.12108 | 1.9329
2130 | 10.817 | 4.8135 | 0.12544 | 1.8876
2131 | 11.0183 | 4.5797 | 0.1108 | 1.941
2132 | 10.842 | 4.7228 | 0.13297 | 1.897
2133 | 11.3275 | 4.4763 | 0.12583 | 1.7406
2134 | 11.5366 | 4.7068 | 0.12187 | 1.681
2135 | 10.8897 | 4.7537 | 0.12453 | 1.7214
2136 | 11.2237 | 4.4077 | 0.13446 | 1.6502
2137 | 11.3609 | 4.2167 | 0.12652 | 1.7956
2138 | 11.0391 | 4.6138 | 0.11912 | 1.7874
2139 | 11.1517 | 4.6294 | 0.12595 | 1.564
2140 | 11.3799 | 4.4139 | 0.11891 | 1.7523
2141 | 11.0409 | 4.9128 | 0.12062 | 1.9171
2142 | 11.2319 | 5.1072 | 0.10844 | 1.6719
2143 | 11.6271 | 5.2382 | 0.12348 | 1.6925
2144 | 12.13 | 5.318 | 0.11766 | 1.74
2145 | 13.3867 | 5.5543 | 0.11698 | 1.9831
2146 | 14.952 | 5.1662 | 0.1209 | 1.8343
2147 | 15.8504 | 5.1559 | 0.11345 | 1.7163
2148 | 15.764 | 4.782 | 0.12374 | 1.7913
2149 | 15.3522 | 4.3233 | 0.12718 | 1.9313
2150 | 14.0243 | 4.2929 | 0.12088 | 1.9696
2151 | 13.3786 | 4.5716 | 0.11717 | 1.9678
2152 | 12.2403 | 4.5621 | 0.12048 | 2.1626
2153 | 10.9867 | 4.6707 | 0.11509 | 2.0084
2154 | 11.7494 | 4.6228 | 0.12463 | 2.1553
2155 | 11.0984 | 4.4562 | 0.12429 | 2.2406
2156 | 10.9222 | 4.495 | 0.12656 | 1.9665
2157 | 11.2738 | 4.6723 | 0.11774 | 1.9444
2158 | 10.9135 | 4.6942 | 0.1191 | 1.9288
2159 | 11.2557 | 4.5495 | 0.11953 | 1.717
2160 | 11.0442 | 4.5714 | 0.12011 | 1.7494
2161 | 11.1504 | 4.6343 | 0.11624 | 1.7773
2162 | 11.3422 | 4.5684 | 0.12418 | 1.7519
2163 | 11.0465 | 4.621 | 0.12214 | 1.7533
2164 | 10.7633 | 4.3766 | 0.11973 | 1.8224
2165 | 11.1915 | 4.7181 | 0.11586 | 1.629
2166 | 11.2724 | 4.7597 | 0.1234 | 1.8147
2167 | 12.3166 | 5.7296 | 0.12836 | 1.7941
2168 | 12.5632 | 6.1935 | 0.14451 | 1.7962
2169 | 13.2738 | 6.8042 | 0.14982 | 1.8148
2170 | 14.6728 | 6.5898 | 0.14419 | 1.8796
2171 | 15.2645 | 6.8218 | 0.16066 | 1.8002
2172 | 16.1953 | 7.1508 | 0.15666 | 1.8098
2173 | 15.7938 | 7.3093 | 0.15965 | 1.7746
2174 | 14.874 | 7.1465 | 0.16708 | 1.7525
2175 | 13.578 | 7.1771 | 0.17377 | 1.7432
2176 | 12.722 | 7.5795 | 0.18021 | 1.9277
2177 | 11.7307 | 7.6069 | 0.18344 | 1.7643
2178 | 11.1266 | 7.7695 | 0.20016 | 1.5934
2179 | 11.6613 | 9.4055 | 0.24917 | 1.7594
2180 | 11.4217 | 7.9025 | 0.19391 | 1.7827
2181 | 11.157 | 7.5739 | 0.18943 | 1.9063
2182 | 11.1022 | 7.6065 | 0.18174 | 1.6457
2183 | 11.3995 | 8.1522 | 0.19511 | 1.7751
2184 | 10.9326 | 8.0077 | 0.19879 | 1.6203
2185 | 11.5153 | 8.5647 | 0.21415 | 1.8598
2186 | 10.515 | 8.851 | 0.23462 | 1.8701
2187 | 10.919 | 9.609 | 0.24977 | 1.7034
2188 | 11.4812 | 10.2542 | 0.28547 | 1.8648
2189 | 11.9194 | 9.5148 | 0.24277 | 1.6066
2190 | 11.7149 | 9.1228 | 0.24868 | 1.742
2191 | 11.4908 | 9.0964 | 0.24103 | 1.7037
2192 | 12.3232 | 8.7869 | 0.23694 | 1.7556
2193 | 13.5628 | 8.7853 | 0.23136 | 1.7529
2194 | 14.335 | 9.0052 | 0.24836 | 1.6954
2195 | 15.4216 | 8.5671 | 0.21028 | 1.7515
2196 | 16.4648 | 8.0643 | 0.19613 | 1.6277
2197 | 16.0784 | 7.685 | 0.18774 | 1.8256
2198 | 14.802 | 6.8508 | 0.15344 | 1.8561
2199 | 13.5476 | 6.2135 | 0.13139 | 1.7811
2200 | 12.7798 | 5.4134 | 0.12041 | 1.8361
2201 | 12.0054 | 5.2937 | 0.12324 | 1.9409
2202 | 11.5747 | 4.9591 | 0.12665 | 1.7757
2203 | 11.2319 | 4.3966 | 0.12776 | 1.6938
2204 | 11.4948 | 4.7507 | 0.13467 | 1.6348
2205 | 11.4781 | 4.6744 | 0.11588 | 1.6927
2206 | 11.1444 | 4.6911 | 0.12829 | 1.9129
2207 | 11.2029 | 4.4902 | 0.11817 | 1.9755
2208 | 11.1382 | 4.5848 | 0.11866 | 1.7761
2209 | 11.2746 | 5.5633 | 0.11357 | 1.9879
2210 | 11.1246 | 6.4137 | 0.14031 | 1.8981
2211 | 10.7226 | 6.9542 | 0.1559 | 1.7236
2212 | 10.9357 | 7.915 | 0.19707 | 1.5972
2213 | 11.6987 | 9.6661 | 0.27145 | 1.9409
2214 | 11.5191 | 11.9836 | 0.35321 | 1.8843
2215 | 11.8177 | 13.1293 | 0.38847 | 1.8573
2216 | 12.839 | 14.1107 | 0.44488 | 1.793
2217 | 13.995 | 15.0744 | 0.48009 | 1.7388
2218 | 14.726 | 15.1971 | 0.48971 | 1.7229
2219 | 15.9646 | 14.5446 | 0.45909 | 1.8061
2220 | 15.7812 | 13.7006 | 0.41984 | 1.8174
2221 | 15.5869 | 12.1699 | 0.37227 | 1.6675
2222 | 14.9512 | 11.4046 | 0.32502 | 1.8272
2223 | 13.6957 | 9.8179 | 0.26758 | 1.6317
2224 | 12.4479 | 8.8391 | 0.23805 | 1.6348
2225 | 11.9624 | 8.0305 | 0.2039 | 1.9121
2226 | 11.7766 | 7.7804 | 0.18761 | 1.787
2227 | 11.5431 | 7.3788 | 0.17776 | 1.8375
2228 | 11.4709 | 7.5238 | 0.17732 | 1.7291
2229 | 10.764 | 7.9109 | 0.20338 | 1.8029
2230 | 11.112 | 8.5642 | 0.22586 | 1.7965
2231 | 11.2661 | 10.1132 | 0.2856 | 1.6812
2232 | 11.5373 | 10.7877 | 0.31415 | 1.7856
2233 | 11.4124 | 11.4899 | 0.33533 | 1.7982
2234 | 11.8923 | 12.2495 | 0.36063 | 1.8005
2235 | 11.0454 | 12.9767 | 0.39762 | 1.7168
2236 | 11.2416 | 13.601 | 0.41719 | 1.663
2237 | 11.2874 | 13.2879 | 0.40748 | 1.7599
2238 | 12.0226 | 13.323 | 0.39393 | 1.6874
2239 | 11.8599 | 13.068 | 0.38929 | 1.7751
2240 | 12.2686 | 12.7971 | 0.38854 | 1.915
2241 | 13.4998 | 12.8682 | 0.39018 | 1.7111
2242 | 14.8797 | 12.5935 | 0.3867 | 1.8512
2243 | 16.154 | 11.4939 | 0.33442 | 1.9363
2244 | 16.4808 | 9.4661 | 0.24994 | 2.1934
2245 | 15.9548 | 6.7594 | 0.16151 | 2.0399
2246 | 14.9473 | 4.5025 | 0.12958 | 2.2228
2247 | 13.1221 | 4.7519 | 0.12474 | 2.3324
2248 | 12.114 | 4.4526 | 0.13157 | 2.1995
2249 | 11.3969 | 4.3242 | 0.12407 | 2.2349
2250 | 10.9994 | 4.4554 | 0.11963 | 2.3135
2251 | 11.2095 | 4.6301 | 0.12944 | 2.0051
2252 | 11.4541 | 4.3539 | 0.12645 | 1.9726
2253 | 11.0639 | 4.5931 | 0.12114 | 1.7883
2254 | 10.9145 | 4.5891 | 0.11956 | 1.7562
2255 | 11.2406 | 4.7032 | 0.12194 | 1.9086
2256 | 10.9611 | 4.6124 | 0.11703 | 1.7598
2257 | 11.1609 | 4.56 | 0.11908 | 1.6817
2258 | 10.9525 | 4.5536 | 0.12985 | 1.7324
2259 | 11.0929 | 4.3878 | 0.11961 | 1.8399
2260 | 11.0013 | 4.3695 | 0.12871 | 1.8533
2261 | 11.0858 | 5.0743 | 0.1276 | 1.7662
2262 | 11.5016 | 5.7362 | 0.13289 | 1.8705
2263 | 11.6787 | 5.7138 | 0.13368 | 1.7634
2264 | 11.6069 | 5.7723 | 0.15966 | 1.8284
2265 | 11.1517 | 6.3156 | 0.16092 | 1.7855
2266 | 11.2351 | 6.1867 | 0.15808 | 1.9608
2267 | 10.6211 | 5.3687 | 0.14779 | 1.8181
2268 | 10.5215 | 4.4662 | 0.11677 | 1.9679
2269 | 10.6063 | 4.4074 | 0.11294 | 2.1548
2270 | 10.9578 | 4.6468 | 0.12509 | 2.1512
2271 | 10.7295 | 4.4169 | 0.13163 | 2.1559
2272 | 11.0114 | 4.6798 | 0.12298 | 2.0004
2273 | 10.6098 | 4.535 | 0.12362 | 2.1195
2274 | 10.9644 | 4.5258 | 0.11534 | 2.1716
2275 | 10.9904 | 4.6037 | 0.12966 | 2.1519
2276 | 10.3149 | 4.5718 | 0.12155 | 1.9095
2277 | 11.1741 | 4.4752 | 0.12279 | 1.7259
2278 | 10.9957 | 4.7741 | 0.13334 | 1.9069
2279 | 11.5806 | 4.6436 | 0.12321 | 2.0347
2280 | 11.0315 | 4.4583 | 0.13107 | 1.8971
2281 | 11.292 | 4.6318 | 0.12537 | 1.8056
2282 | 11.2923 | 4.5463 | 0.12095 | 1.5899
2283 | 11.2797 | 4.717 | 0.11792 | 1.7929
2284 | 10.7064 | 4.6517 | 0.11866 | 1.7354
2285 | 11.5363 | 4.4374 | 0.11659 | 1.7512
2286 | 11.2363 | 4.453 | 0.12172 | 1.7715
2287 | 11.2555 | 4.8362 | 0.11825 | 1.7175
2288 | 10.7619 | 5.2089 | 0.12176 | 1.819
2289 | 11.3124 | 5.3825 | 0.12979 | 1.8589
2290 | 11.2113 | 5.7345 | 0.12036 | 2.1413
2291 | 10.709 | 4.8347 | 0.12269 | 1.9043
2292 | 10.3875 | 4.5397 | 0.13076 | 1.8211
2293 | 10.7607 | 4.6146 | 0.12043 | 2.0944
2294 | 10.9298 | 4.7882 | 0.11843 | 1.9608
2295 | 10.6223 | 4.5556 | 0.12262 | 2.0617
2296 | 10.8076 | 4.4166 | 0.1247 | 2.0754
2297 | 11.3375 | 4.9659 | 0.13203 | 1.9383
2298 | 11.5697 | 4.7081 | 0.12575 | 2.0241
2299 | 11.5207 | 4.6058 | 0.12938 | 2.0356
2300 | 11.0122 | 4.4746 | 0.11976 | 1.7282
2301 | 11.2905 | 4.3035 | 0.11899 | 1.7198
2302 | 11.2133 | 4.5039 | 0.12525 | 1.8906
2303 | 11.6167 | 4.7731 | 0.12169 | 1.9521
2304 | 11.3206 | 4.4426 | 0.1266 | 1.7331
2305 | 11.0718 | 4.5984 | 0.11419 | 1.8464
2306 | 11.1819 | 4.5586 | 0.12074 | 1.8989
2307 | 11.5587 | 4.6232 | 0.11879 | 1.8152
2308 | 11.0758 | 4.5243 | 0.12488 | 1.8502
2309 | 10.8347 | 5.033 | 0.12357 | 1.8881
2310 | 11.291 | 5.6933 | 0.12053 | 1.783
2311 | 12.0925 | 6.1355 | 0.13852 | 1.9246
2312 | 12.5341 | 6.8666 | 0.16279 | 1.8009
2313 | 13.6871 | 7.1694 | 0.16174 | 1.841
2314 | 14.5311 | 7.3136 | 0.16953 | 2.0916
2315 | 15.4401 | 5.8194 | 0.12485 | 2.3987
2316 | 15.8587 | 4.7954 | 0.11719 | 2.3028
2317 | 15.3352 | 4.6878 | 0.13176 | 2.51
2318 | 13.7328 | 4.501 | 0.12441 | 3.0617
2319 | 12.4623 | 4.6211 | 0.12691 | 3.9621
2320 | 11.6711 | 4.646 | 0.122 | 3.8879
2321 | 10.9965 | 4.6714 | 0.1156 | 2.7346
2322 | 10.4877 | 4.7372 | 0.12109 | 2.5195
2323 | 10.9501 | 4.3588 | 0.12293 | 2.3168
2324 | 10.9051 | 4.8109 | 0.11857 | 2.221
2325 | 10.8208 | 4.3512 | 0.12912 | 2.1141
2326 | 11.192 | 4.5401 | 0.11045 | 2.1346
2327 | 11.117 | 4.5199 | 0.13103 | 2.0568
2328 | 11.2897 | 4.4978 | 0.12316 | 1.9011
2329 | 11.2293 | 4.8328 | 0.11758 | 1.8872
2330 | 11.9161 | 4.6754 | 0.12403 | 1.8857
2331 | 11.4613 | 5.0582 | 0.12822 | 1.8035
2332 | 11.5394 | 4.589 | 0.11815 | 1.7545
2333 | 11.6033 | 4.4665 | 0.12241 | 1.7657
2334 | 11.6642 | 4.583 | 0.11898 | 1.806
2335 | 12.0966 | 4.7039 | 0.12433 | 1.7777
2336 | 12.445 | 4.7142 | 0.10978 | 1.9718
2337 | 12.884 | 4.2848 | 0.12278 | 2.0855
2338 | 14.7403 | 4.4448 | 0.12624 | 2.0755
2339 | 15.0874 | 4.4175 | 0.1221 | 2.1682
2340 | 15.7614 | 4.7454 | 0.1181 | 2.425
2341 | 15.364 | 4.3693 | 0.12862 | 2.3141
2342 | 14.187 | 4.4422 | 0.11767 | 2.3086
2343 | 13.11 | 4.4333 | 0.12314 | 2.281
2344 | 11.9256 | 4.8994 | 0.12337 | 2.151
2345 | 11.3141 | 4.8667 | 0.13073 | 2.0879
2346 | 10.9882 | 4.5878 | 0.11559 | 1.9455
2347 | 11.4749 | 4.8523 | 0.12396 | 2.1827
2348 | 10.9942 | 4.5723 | 0.1154 | 1.9287
2349 | 11.1162 | 4.6035 | 0.11815 | 2.0329
2350 | 11.1504 | 4.4844 | 0.12012 | 2.0225
2351 | 11.2153 | 4.6493 | 0.13308 | 1.8754
2352 | 11.3541 | 4.7115 | 0.12647 | 1.8156
2353 | 11.1876 | 4.3043 | 0.12991 | 1.8911
2354 | 11.1087 | 4.6669 | 0.11831 | 1.6876
2355 | 11.4795 | 4.6052 | 0.12654 | 1.6526
2356 | 11.285 | 4.6874 | 0.12405 | 1.7688
2357 | 11.9976 | 4.9972 | 0.12194 | 1.6886
2358 | 11.7286 | 4.902 | 0.1238 | 1.7201
2359 | 11.7135 | 4.719 | 0.11777 | 1.9056
2360 | 12.2265 | 4.8744 | 0.12295 | 1.9982
2361 | 13.4281 | 4.6959 | 0.12131 | 1.9696
2362 | 14.3267 | 4.9676 | 0.12364 | 2.0224
2363 | 15.5272 | 4.4591 | 0.11704 | 2.2608
2364 | 16.182 | 4.3237 | 0.1192 | 2.0944
2365 | 15.5869 | 4.2375 | 0.12199 | 1.9801
2366 | 15.1584 | 4.4513 | 0.12457 | 2.0219
2367 | 13.4239 | 4.5819 | 0.1197 | 2.0866
2368 | 12.3452 | 4.6374 | 0.12909 | 2.1208
2369 | 11.1387 | 4.8572 | 0.12678 | 2.0982
2370 | 10.7531 | 4.6023 | 0.13603 | 2.2829
2371 | 11.1371 | 4.5274 | 0.12645 | 1.7969
2372 | 10.9349 | 4.6551 | 0.13032 | 2.0291
2373 | 10.8891 | 4.7389 | 0.12474 | 1.9296
2374 | 11.3361 | 4.6101 | 0.12901 | 1.872
2375 | 11.3086 | 4.4659 | 0.12434 | 2.0801
2376 | 10.9917 | 4.6808 | 0.12426 | 1.9518
2377 | 11.2124 | 4.6991 | 0.11657 | 1.9808
2378 | 11.3251 | 4.6437 | 0.11407 | 1.8151
2379 | 10.8986 | 4.7758 | 0.11777 | 1.7994
2380 | 11.3167 | 4.678 | 0.1247 | 1.7668
2381 | 11.6639 | 4.3823 | 0.11659 | 1.869
2382 | 11.0997 | 4.57 | 0.12571 | 1.7432
2383 | 12.0203 | 4.3695 | 0.12932 | 1.8105
2384 | 12.5904 | 4.3034 | 0.12079 | 1.9458
2385 | 13.3977 | 4.4383 | 0.12015 | 2.0154
2386 | 14.1813 | 4.6066 | 0.12518 | 2.0447
2387 | 15.2574 | 4.4163 | 0.12361 | 2.1587
2388 | 15.4175 | 4.618 | 0.12015 | 2.4125
2389 | 15.4816 | 4.794 | 0.12442 | 2.3827
2390 | 13.745 | 4.5257 | 0.12054 | 2.5762
2391 | 12.7995 | 4.6589 | 0.13323 | 2.4537
2392 | 12.0451 | 4.2143 | 0.11864 | 2.2794
2393 | 11.1361 | 4.7767 | 0.11541 | 2.3299
2394 | 11.2571 | 4.8324 | 0.1181 | 2.5177
2395 | 10.9666 | 4.4477 | 0.1143 | 2.4017
2396 | 10.6326 | 4.5869 | 0.12548 | 2.2567
2397 | 10.9345 | 4.7053 | 0.12377 | 2.1284
2398 | 10.8841 | 4.2906 | 0.12707 | 2.2469
2399 | 11.2293 | 4.4386 | 0.11318 | 1.8726
2400 | 10.8805 | 4.6471 | 0.13144 | 1.9411
2401 | 11.4882 | 4.8547 | 0.12141 | 1.9069
2402 | 11.3825 | 4.5288 | 0.11693 | 1.8665
2403 | 10.8542 | 4.2999 | 0.12346 | 1.7487
2404 | 11.2132 | 4.6668 | 0.12347 | 2.019
2405 | 11.2891 | 4.5444 | 0.1362 | 1.8239
2406 | 11.1264 | 4.4756 | 0.12907 | 1.7303
2407 | 11.5956 | 4.8043 | 0.12362 | 1.8103
2408 | 12.5792 | 4.5331 | 0.11934 | 2.0042
2409 | 12.9294 | 4.2338 | 0.12033 | 2.0673
2410 | 14.6367 | 4.4732 | 0.12767 | 2.4177
2411 | 15.2609 | 4.7764 | 0.1347 | 2.3717
2412 | 15.3705 | 4.4968 | 0.12294 | 2.4432
2413 | 14.547 | 4.455 | 0.12054 | 3.1689
2414 | 13.7359 | 4.6463 | 0.13095 | 4.1934
2415 | 13.1974 | 4.622 | 0.12365 | 4.6693
2416 | 11.3344 | 4.6427 | 0.12241 | 5.1365
2417 | 10.8568 | 4.6664 | 0.11889 | 4.3531
2418 | 10.9935 | 4.8368 | 0.13076 | 2.6152
2419 | 10.8614 | 4.79 | 0.12322 | 2.4853
2420 | 10.3842 | 4.6092 | 0.11734 | 2.3286
2421 | 10.9155 | 4.9126 | 0.11333 | 2.1447
2422 | 11.8251 | 4.7585 | 0.12269 | 1.9261
2423 | 11.1038 | 4.5466 | 0.12459 | 2.1266
2424 | 11.1878 | 4.637 | 0.12598 | 1.8301
2425 | 10.7588 | 4.5537 | 0.1115 | 1.7509
2426 | 11.1651 | 4.3489 | 0.12784 | 1.8011
2427 | 11.1442 | 4.4363 | 0.12165 | 1.8038
2428 | 10.883 | 4.4069 | 0.13802 | 1.6068
2429 | 10.9807 | 4.6667 | 0.12092 | 1.7239
2430 | 11.219 | 4.4032 | 0.1325 | 1.8187
2431 | 11.0969 | 4.6821 | 0.11705 | 1.7424
2432 | 10.2978 | 4.6597 | 0.12432 | 1.9173
2433 | 10.6351 | 4.8682 | 0.12945 | 1.8028
2434 | 11.5336 | 5.0315 | 0.12506 | 2.0028
2435 | 10.658 | 4.3232 | 0.13265 | 1.8319
2436 | 10.8761 | 4.5574 | 0.12386 | 1.8847
2437 | 11.0195 | 4.7591 | 0.13165 | 2.0146
2438 | 10.2937 | 4.5869 | 0.12744 | 1.9278
2439 | 11.376 | 4.3475 | 0.12251 | 2.0224
2440 | 10.8084 | 4.482 | 0.1268 | 1.9777
2441 | 10.927 | 4.6233 | 0.11908 | 2.0794
2442 | 11.0563 | 4.619 | 0.12154 | 1.8908
2443 | 10.8043 | 4.498 | 0.12507 | 1.8389
2444 | 11.2989 | 4.5213 | 0.11512 | 1.8382
2445 | 11.5727 | 4.6444 | 0.12376 | 1.8335
2446 | 11.2611 | 4.4938 | 0.12491 | 1.6686
2447 | 11.2789 | 4.5276 | 0.12154 | 1.8679
2448 | 11.4379 | 4.492 | 0.11475 | 1.6646
2449 | 10.7629 | 4.5757 | 0.13294 | 1.8235
2450 | 10.8457 | 4.763 | 0.1171 | 1.8242
2451 | 11.1779 | 4.7707 | 0.11489 | 1.5106
2452 | 11.0702 | 5.2538 | 0.12023 | 1.7265
2453 | 11.5759 | 5.7231 | 0.14337 | 1.8112
2454 | 11.0589 | 5.8711 | 0.15467 | 1.9344
2455 | 11.1475 | 6.2738 | 0.15624 | 1.8622
2456 | 11.4256 | 6.4641 | 0.16821 | 1.7431
2457 | 10.7339 | 6.4163 | 0.17523 | 1.7124
2458 | 11.098 | 6.9156 | 0.16668 | 1.9771
2459 | 10.9977 | 5.7386 | 0.14039 | 2.0683
2460 | 11.0446 | 4.6684 | 0.1299 | 1.9803
2461 | 10.9915 | 4.6611 | 0.12852 | 2.0424
2462 | 10.9983 | 4.5658 | 0.12314 | 1.8871
2463 | 10.6885 | 4.6625 | 0.12565 | 1.8952
2464 | 10.8654 | 4.6003 | 0.11913 | 2.0781
2465 | 11.0287 | 4.8621 | 0.11364 | 1.8458
2466 | 10.9209 | 4.4599 | 0.11611 | 1.9764
2467 | 10.7246 | 4.4286 | 0.1187 | 1.7505
2468 | 11.0431 | 4.6831 | 0.12207 | 1.8435
2469 | 11.2248 | 4.8196 | 0.13017 | 1.9952
2470 | 10.7433 | 4.3217 | 0.11997 | 1.8415
2471 | 11.287 | 4.5793 | 0.11432 | 1.8422
2472 | 11.6097 | 4.488 | 0.12237 | 1.8999
2473 | 10.7091 | 4.5057 | 0.12268 | 1.6711
2474 | 11.0871 | 4.7281 | 0.12188 | 1.699
2475 | 11.287 | 4.5614 | 0.12392 | 1.7723
2476 | 11.2773 | 4.6469 | 0.12493 | 1.6557
2477 | 11.3509 | 5.2233 | 0.1284 | 1.6805
2478 | 11.0876 | 5.4234 | 0.12423 | 1.8921
2479 | 11.732 | 5.3924 | 0.12382 | 1.9123
2480 | 12.0897 | 5.8945 | 0.12495 | 1.8052
2481 | 13.78 | 5.2173 | 0.11804 | 1.957
2482 | 14.8854 | 5.2331 | 0.12328 | 2.0427
2483 | 15.5251 | 4.7824 | 0.11312 | 1.89
2484 | 15.9184 | 4.8536 | 0.1266 | 2.0431
2485 | 15.525 | 4.4469 | 0.12107 | 2.0769
2486 | 14.6678 | 4.5778 | 0.13449 | 1.99
2487 | 13.7224 | 4.6189 | 0.12829 | 2.0695
2488 | 12.3733 | 4.808 | 0.11943 | 2.0499
2489 | 11.8216 | 4.6176 | 0.12231 | 2.0937
2490 | 11.2981 | 4.6164 | 0.11587 | 1.9268
2491 | 11.8035 | 4.6675 | 0.12284 | 1.8883
2492 | 10.6338 | 4.8933 | 0.12051 | 1.9659
2493 | 11.0115 | 4.659 | 0.12023 | 1.8228
2494 | 11.5018 | 4.4377 | 0.12141 | 1.7482
2495 | 10.9851 | 4.4288 | 0.11906 | 1.7991
2496 | 10.9425 | 4.764 | 0.11977 | 1.8176
2497 | 11.4027 | 4.6131 | 0.11957 | 1.7557
2498 | 11.6436 | 4.6519 | 0.11841 | 1.6961
2499 | 11.0929 | 4.6398 | 0.12229 | 1.7846
2500 | 10.7548 | 5.1534 | 0.11513 | 1.7996
2501 | 11.5214 | 5.7633 | 0.12828 | 1.5952
2502 | 11.3944 | 6.3799 | 0.14877 | 1.5809
2503 | 11.8772 | 7.0302 | 0.15326 | 1.8571
2504 | 12.6417 | 7.235 | 0.18137 | 1.7977
2505 | 13.1996 | 7.6879 | 0.17903 | 1.6834
2506 | 14.2845 | 7.5414 | 0.19917 | 1.8221
2507 | 15.7862 | 6.5956 | 0.14968 | 1.7814
2508 | 15.8905 | 6.202 | 0.11984 | 2.0256
2509 | 15.7105 | 4.8493 | 0.12549 | 1.8689
2510 | 14.5124 | 4.4637 | 0.12684 | 2.009
2511 | 13.5674 | 4.512 | 0.12112 | 1.9354
2512 | 12.6135 | 4.5834 | 0.12556 | 1.9031
2513 | 11.5048 | 4.6035 | 0.12814 | 1.9228
2514 | 11.5875 | 4.5844 | 0.12148 | 1.9876
2515 | 11.4027 | 4.5561 | 0.11783 | 2.0605
2516 | 11.7018 | 4.3651 | 0.12764 | 1.6381
2517 | 10.9409 | 4.4078 | 0.12778 | 1.8501
2518 | 10.7213 | 4.6956 | 0.12611 | 1.7756
2519 | 11.0883 | 4.7626 | 0.11339 | 1.7302
2520 | 11.1816 | 4.7428 | 0.12054 | 1.7935
2521 | 10.7661 | 4.6079 | 0.11832 | 1.7248
2522 | 11.1002 | 4.9118 | 0.13803 | 1.726
2523 | 11.4918 | 5.8979 | 0.12875 | 1.8621
2524 | 11.5954 | 7.0276 | 0.16685 | 1.9531
2525 | 11.0998 | 7.3969 | 0.169 | 1.7392
2526 | 11.5933 | 8.0804 | 0.2119 | 1.6
2527 | 11.4284 | 8.3892 | 0.20897 | 1.5425
2528 | 12.6695 | 8.5895 | 0.2151 | 1.8257
2529 | 13.9116 | 8.8785 | 0.23099 | 1.7991
2530 | 14.7294 | 8.6246 | 0.23038 | 1.8056
2531 | 15.8742 | 7.9983 | 0.1983 | 1.7756
2532 | 15.6067 | 7.096 | 0.17535 | 1.8044
2533 | 15.8353 | 5.7578 | 0.13052 | 1.8523
2534 | 15.21 | 4.7827 | 0.1317 | 2.062
2535 | 13.7804 | 4.4871 | 0.11515 | 2.0296
2536 | 12.0899 | 4.723 | 0.12098 | 1.8606
2537 | 11.945 | 4.6324 | 0.12395 | 1.8241
2538 | 11.6059 | 4.2651 | 0.12542 | 1.8543
2539 | 11.6809 | 4.5225 | 0.12838 | 1.7883
2540 | 11.0279 | 4.8303 | 0.12666 | 1.713
2541 | 11.3373 | 4.5452 | 0.12343 | 1.6446
2542 | 11.0809 | 4.8465 | 0.12575 | 1.8264
2543 | 11.2601 | 4.5297 | 0.12079 | 1.6257
2544 | 12.3103 | 5.2479 | 0.12389 | 1.745
2545 | 12.1566 | 5.5931 | 0.12752 | 1.8231
2546 | 11.1486 | 6.1789 | 0.12299 | 1.8454
2547 | 10.7649 | 6.7556 | 0.14274 | 1.8325
2548 | 10.4817 | 7.0074 | 0.16108 | 1.8367
2549 | 11.439 | 7.323 | 0.18144 | 1.8361
2550 | 11.6373 | 7.7235 | 0.19589 | 1.8087
2551 | 11.8323 | 7.8306 | 0.18296 | 1.8296
2552 | 12.2207 | 7.7922 | 0.19654 | 1.5829
2553 | 14.3544 | 7.9334 | 0.19049 | 1.7095
2554 | 14.8604 | 7.7903 | 0.19579 | 1.7451
2555 | 15.6213 | 6.9099 | 0.15028 | 1.9892
2556 | 16.5408 | 5.2652 | 0.13297 | 2.1428
2557 | 15.9453 | 4.5883 | 0.13242 | 1.9516
2558 | 14.265 | 4.4566 | 0.12336 | 2.2919
2559 | 13.314 | 4.4316 | 0.12345 | 2.2448
2560 | 12.0202 | 4.4554 | 0.12639 | 2.2915
2561 | 11.7379 | 4.8561 | 0.12049 | 2.1624
2562 | 11.6722 | 4.6301 | 0.12329 | 1.9854
2563 | 11.0243 | 4.5427 | 0.118 | 1.8732
2564 | 11.1056 | 4.5367 | 0.1194 | 1.9327
2565 | 11.4992 | 4.6813 | 0.11766 | 1.8124
2566 | 11.5483 | 4.7178 | 0.13157 | 1.7239
2567 | 11.8042 | 4.5462 | 0.12371 | 1.7447
2568 | 10.9413 | 4.4649 | 0.12377 | 1.6729
2569 | 11.8487 | 4.3774 | 0.11719 | 1.8306
2570 | 11.1313 | 4.9065 | 0.11567 | 1.9445
2571 | 10.8385 | 6.4738 | 0.13498 | 1.7751
2572 | 11.268 | 7.8329 | 0.19974 | 1.6581
2573 | 11.1272 | 9.6487 | 0.25355 | 1.7574
2574 | 11.3873 | 11.2877 | 0.32245 | 1.6876
2575 | 11.1603 | 12.1791 | 0.36029 | 1.78
2576 | 11.8141 | 12.8669 | 0.40041 | 1.6737
2577 | 13.6004 | 13.5491 | 0.43252 | 1.7264
2578 | 14.8242 | 13.9917 | 0.42954 | 1.5354
2579 | 15.7229 | 12.4364 | 0.3732 | 1.8435
2580 | 16.1023 | 10.3074 | 0.29464 | 1.7987
2581 | 15.4956 | 8.2809 | 0.20589 | 1.9623
2582 | 14.9109 | 6.4958 | 0.12946 | 1.9191
2583 | 13.4408 | 4.7247 | 0.11743 | 1.9284
2584 | 12.6552 | 4.5452 | 0.13002 | 1.9116
2585 | 11.9866 | 4.6158 | 0.11667 | 1.9262
2586 | 12.2501 | 4.3577 | 0.12173 | 1.8653
2587 | 11.7307 | 4.7253 | 0.12293 | 1.8691
2588 | 11.6593 | 4.4679 | 0.11688 | 1.7777
2589 | 11.0704 | 4.6127 | 0.13191 | 1.7886
2590 | 11.6595 | 4.4728 | 0.12235 | 1.8471
2591 | 11.5193 | 4.7504 | 0.11526 | 1.5817
2592 | 10.5977 | 5.9526 | 0.1346 | 1.8575
2593 | 11.4185 | 7.6187 | 0.19521 | 1.8584
2594 | 10.743 | 9.3562 | 0.2592 | 1.6967
2595 | 11.3963 | 11.0891 | 0.31872 | 1.6069
2596 | 11.3533 | 13.0686 | 0.38344 | 1.8102
2597 | 10.6915 | 8.8233 | 0.26263 | 1.8463
2598 | 11.419 | 9.7592 | 0.28081 | 1.7701
2599 | 11.0401 | 9.7032 | 0.29858 | 1.7484
2600 | 11.4906 | 10.0658 | 0.3014 | 1.932
2601 | 11.3564 | 10.3592 | 0.32245 | 1.7147
2602 | 11.0145 | 10.1911 | 0.30887 | 1.8092
2603 | 10.7446 | 9.4287 | 0.28605 | 1.6912
2604 | 11.0664 | 8.7045 | 0.24702 | 1.7246
2605 | 11.448 | 7.6406 | 0.21919 | 1.9071
2606 | 11.3677 | 6.8399 | 0.18362 | 1.7965
2607 | 11.6514 | 5.7369 | 0.14426 | 1.8785
2608 | 10.8609 | 5.5273 | 0.11896 | 1.7845
2609 | 11.3434 | 4.911 | 0.12655 | 1.753
2610 | 11.0678 | 4.6916 | 0.1232 | 1.6824
2611 | 11.2798 | 4.7356 | 0.11709 | 1.9387
2612 | 10.605 | 4.7971 | 0.12822 | 1.7742
2613 | 11.819 | 4.7496 | 0.12156 | 1.8266
2614 | 11.6956 | 4.8908 | 0.12127 | 1.8071
2615 | 10.9596 | 5.8211 | 0.14375 | 1.6985
2616 | 10.9752 | 6.5568 | 0.16278 | 1.6931
2617 | 11.1806 | 6.7838 | 0.18171 | 1.7996
2618 | 11.0538 | 7.2435 | 0.19604 | 1.7296
2619 | 11.3241 | 7.3567 | 0.20618 | 1.6215
2620 | 11.1583 | 7.6454 | 0.21322 | 1.7134
2621 | 11.488 | 7.8976 | 0.21341 | 1.8314
2622 | 10.8787 | 8.1607 | 0.22709 | 1.7128
2623 | 11.0308 | 8.3207 | 0.23488 | 1.5519
2624 | 11.201 | 7.9331 | 0.22512 | 1.7972
2625 | 10.7328 | 7.7064 | 0.21771 | 1.5729
2626 | 11.2943 | 7.871 | 0.21915 | 1.8191
2627 | 11.2057 | 7.3778 | 0.20895 | 1.8722
2628 | 11.5665 | 7.0036 | 0.18682 | 1.7646
2629 | 11.0828 | 6.7177 | 0.16465 | 1.8015
2630 | 11.5667 | 6.1869 | 0.15249 | 1.777
2631 | 10.5738 | 5.95 | 0.14242 | 1.7794
2632 | 11.5435 | 5.8233 | 0.13174 | 1.8872
2633 | 10.9023 | 5.2862 | 0.1175 | 1.7765
2634 | 11.204 | 5.0757 | 0.12662 | 1.7876
2635 | 11.655 | 5.2341 | 0.12625 | 1.8213
2636 | 11.2385 | 5.646 | 0.12541 | 1.6909
2637 | 11.0634 | 5.2909 | 0.13166 | 1.8277
2638 | 11.0182 | 5.2617 | 0.13173 | 1.7127
2639 | 11.2343 | 5.9645 | 0.1509 | 1.7281
2640 | 11.2199 | 6.1028 | 0.14719 | 1.722
2641 | 10.9386 | 6.5872 | 0.17492 | 1.7494
2642 | 11.061 | 6.8191 | 0.17435 | 1.7235
2643 | 11.0432 | 7.1739 | 0.2062 | 1.8077
2644 | 11.3877 | 7.7041 | 0.22689 | 1.8071
2645 | 11.5485 | 12.2966 | 0.36281 | 1.7602
2646 | 11.4317 | 14.0231 | 0.43573 | 1.8812
2647 | 12.5035 | 14.9197 | 0.46091 | 1.7458
2648 | 12.6984 | 15.6223 | 0.4996 | 1.882
2649 | 13.4287 | 16.2219 | 0.51783 | 1.7546
2650 | 14.8836 | 16.1998 | 0.51579 | 1.7844
2651 | 15.8373 | 14.1416 | 0.44705 | 1.6659
2652 | 15.9 | 12.0285 | 0.36415 | 1.6852
2653 | 15.8894 | 9.9268 | 0.27138 | 1.7838
2654 | 14.8772 | 8.0306 | 0.20144 | 1.8655
2655 | 13.9077 | 6.1284 | 0.12485 | 1.8748
2656 | 12.4362 | 4.6433 | 0.12209 | 2.0072
2657 | 11.6498 | 4.7634 | 0.12238 | 1.8941
2658 | 11.44 | 4.588 | 0.12761 | 1.6058
2659 | 10.9381 | 4.8143 | 0.13047 | 1.5968
2660 | 11.3999 | 4.6322 | 0.1213 | 1.6814
2661 | 11.3026 | 4.5568 | 0.11933 | 1.7627
2662 | 11.2866 | 4.6482 | 0.12765 | 1.8125
2663 | 11.194 | 6.3848 | 0.13087 | 1.684
2664 | 11.3077 | 8.2426 | 0.1948 | 1.8343
2665 | 10.8934 | 8.6304 | 0.23141 | 1.7408
2666 | 11.7071 | 9.3931 | 0.25914 | 1.6894
2667 | 11.4262 | 10.237 | 0.28535 | 1.7726
2668 | 11.1662 | 10.9283 | 0.31063 | 1.7234
2669 | 11.7252 | 10.8657 | 0.31081 | 1.7066
2670 | 11.2715 | 10.5968 | 0.29827 | 1.8577
2671 | 11.8854 | 10.4144 | 0.28551 | 1.7566
2672 | 11.9763 | 10.1383 | 0.28948 | 1.8181
2673 | 13.1968 | 10.1318 | 0.28319 | 1.868
2674 | 14.7031 | 10.1651 | 0.28005 | 1.9454
2675 | 16.0505 | 9.1888 | 0.24688 | 1.6112
2676 | 16.1875 | 8.1271 | 0.20845 | 1.8692
2677 | 15.732 | 7.145 | 0.17435 | 1.9668
2678 | 14.3946 | 6.4771 | 0.13771 | 1.8289
2679 | 13.7196 | 5.1345 | 0.12819 | 1.7513
2680 | 12.3913 | 4.8857 | 0.11571 | 1.8126
2681 | 11.9983 | 4.6242 | 0.11973 | 1.7991
2682 | 11.7041 | 4.5907 | 0.12247 | 1.79
2683 | 11.132 | 4.8887 | 0.12209 | 1.6701
2684 | 11.3428 | 4.4371 | 0.12463 | 1.7654
2685 | 10.7914 | 4.4419 | 0.11971 | 1.7932
2686 | 11.2253 | 4.4086 | 0.12779 | 1.7444
2687 | 10.4663 | 4.9805 | 0.11556 | 1.8446
2688 | 11.2483 | 5.7058 | 0.11361 | 1.8325
2689 | 11.4431 | 5.9193 | 0.12492 | 1.7419
2690 | 11.1026 | 7.1596 | 0.16217 | 1.6595
2691 | 11.1116 | 6.8277 | 0.1646 | 1.6806
2692 | 11.329 | 7.344 | 0.18142 | 1.6789
2693 | 10.9415 | 8.1022 | 0.18239 | 1.8052
2694 | 11.5222 | 8.3808 | 0.21555 | 1.9029
2695 | 11.1559 | 8.4317 | 0.22047 | 1.8266
2696 | 12.9219 | 8.8959 | 0.23121 | 1.8052
2697 | 13.6985 | 8.7584 | 0.23117 | 1.8207
2698 | 14.9353 | 8.7871 | 0.23556 | 1.6219
2699 | 16.0266 | 8.4761 | 0.21804 | 1.7285
2700 | 16.2886 | 8.3958 | 0.20924 | 1.7435
2701 | 15.8509 | 7.9014 | 0.19341 | 1.9071
2702 | 14.897 | 6.9654 | 0.16143 | 2.0577
2703 | 13.234 | 4.7517 | 0.12058 | 2.1085
2704 | 12.0629 | 4.5253 | 0.12711 | 2.2098
2705 | 11.4951 | 4.6657 | 0.11979 | 2.1168
2706 | 11.2614 | 4.563 | 0.12043 | 2.0388
2707 | 11.068 | 4.5261 | 0.12581 | 1.9805
2708 | 11.1695 | 4.4554 | 0.12658 | 1.773
2709 | 10.6222 | 4.7418 | 0.12706 | 1.8481
2710 | 11.0533 | 4.6528 | 0.11877 | 1.7624
2711 | 10.9563 | 4.5735 | 0.12534 | 1.8115
2712 | 10.9774 | 4.5696 | 0.13129 | 1.7941
2713 | 10.8007 | 4.5162 | 0.1193 | 1.9286
2714 | 11.293 | 4.3374 | 0.12814 | 1.7581
2715 | 10.9349 | 5.9317 | 0.12498 | 1.7824
2716 | 11.262 | 7.2316 | 0.16397 | 1.8987
2717 | 10.9083 | 8.701 | 0.21418 | 1.7963
2718 | 11.3349 | 9.7439 | 0.27042 | 1.6504
2719 | 11.7554 | 10.4719 | 0.3025 | 1.7211
2720 | 12.2278 | 11.4022 | 0.33124 | 1.6101
2721 | 13.688 | 12.034 | 0.34135 | 1.7685
2722 | 14.5007 | 11.6989 | 0.34958 | 1.7277
2723 | 15.238 | 10.685 | 0.30457 | 1.6214
2724 | 16.2495 | 9.8714 | 0.28016 | 1.8059
2725 | 15.4666 | 9.3268 | 0.24981 | 1.7448
2726 | 15.0007 | 8.1674 | 0.2154 | 1.8467
2727 | 13.5224 | 7.6063 | 0.1868 | 1.8103
2728 | 12.5062 | 7.0289 | 0.15433 | 1.8885
2729 | 11.6906 | 6.3219 | 0.11598 | 1.8214
2730 | 11.1799 | 4.9536 | 0.11449 | 1.829
2731 | 11.3006 | 4.6857 | 0.11977 | 1.8068
2732 | 11.7563 | 4.5182 | 0.1222 | 1.8074
2733 | 11.7222 | 4.3965 | 0.12543 | 1.7117
2734 | 10.7979 | 4.5622 | 0.12631 | 1.7984
2735 | 10.8712 | 5.4211 | 0.12598 | 1.75
2736 | 10.8902 | 5.9598 | 0.12989 | 1.8954
2737 | 11.0808 | 7.2883 | 0.17544 | 1.6542
2738 | 11.6035 | 8.5389 | 0.22428 | 1.6582
2739 | 11.4109 | 9.6385 | 0.27023 | 1.6168
2740 | 11.3554 | 10.6074 | 0.30809 | 1.7356
2741 | 11.6443 | 11.5824 | 0.32309 | 1.6585
2742 | 11.0779 | 12.1215 | 0.35543 | 1.5169
2743 | 11.245 | 12.1297 | 0.36073 | 1.8778
2744 | 12.7671 | 12.2917 | 0.37649 | 1.8575
2745 | 13.7975 | 12.9814 | 0.39105 | 1.6918
2746 | 15.4403 | 12.2438 | 0.36976 | 1.855
2747 | 15.6575 | 9.8271 | 0.27763 | 2.0865
2748 | 16.131 | 7.6042 | 0.18211 | 2.1818
2749 | 14.5252 | 5.1297 | 0.11992 | 2.2295
2750 | 13.9849 | 4.4714 | 0.12267 | 2.3282
2751 | 13.5702 | 4.5945 | 0.12525 | 2.296
2752 | 12.4219 | 4.7444 | 0.12348 | 2.347
2753 | 10.9872 | 4.7812 | 0.11873 | 2.2627
2754 | 11.4134 | 4.6186 | 0.11776 | 2.0299
2755 | 11.4329 | 4.5176 | 0.12799 | 1.9453
2756 | 11.4134 | 4.6104 | 0.12457 | 2.1465
2757 | 11.0474 | 4.654 | 0.1178 | 1.9039
2758 | 10.6299 | 4.5155 | 0.12301 | 1.8224
2759 | 11.0242 | 4.5828 | 0.11538 | 1.7226
2760 | 11.4333 | 4.5622 | 0.12205 | 1.7486
2761 | 11.0765 | 4.6376 | 0.12546 | 1.7805
2762 | 11.428 | 5.0158 | 0.12514 | 1.7268
2763 | 11.2044 | 6.6743 | 0.14915 | 1.5808
2764 | 11.1411 | 8.2053 | 0.20645 | 1.8238
2765 | 11.0045 | 7.1099 | 0.19798 | 1.7495
2766 | 10.817 | 7.904 | 0.23338 | 1.9012
2767 | 10.9481 | 8.0751 | 0.24357 | 1.7329
2768 | 11.2259 | 9.1013 | 0.26311 | 1.7802
2769 | 11.988 | 9.1254 | 0.26334 | 1.8455
2770 | 11.0768 | 9.3446 | 0.26208 | 1.6994
2771 | 10.7584 | 7.9168 | 0.22441 | 1.8295
2772 | 10.9196 | 6.4701 | 0.16222 | 1.9727
2773 | 10.7489 | 5.2393 | 0.1283 | 2.0107
2774 | 10.6661 | 4.3599 | 0.12421 | 2.0014
2775 | 10.8184 | 4.5095 | 0.12413 | 1.9984
2776 | 10.666 | 4.5759 | 0.1222 | 1.941
2777 | 10.9301 | 4.6083 | 0.12295 | 1.9858
2778 | 11.4545 | 4.5825 | 0.12173 | 1.989
2779 | 11.4227 | 4.5736 | 0.12726 | 1.8582
2780 | 11.1051 | 4.674 | 0.12155 | 1.7088
2781 | 10.8243 | 4.5204 | 0.12539 | 1.7781
2782 | 11.0224 | 4.3006 | 0.11615 | 1.8019
2783 | 11.4381 | 4.4783 | 0.11689 | 1.8513
2784 | 11.1743 | 4.7019 | 0.11828 | 1.8352
2785 | 11.0571 | 4.6246 | 0.1275 | 1.6789
2786 | 10.8554 | 5.0358 | 0.12609 | 1.5942
2787 | 10.9461 | 5.7084 | 0.13026 | 1.8193
2788 | 11.5449 | 5.9881 | 0.14977 | 1.7205
2789 | 11.4053 | 6.1 | 0.14701 | 1.7754
2790 | 11.2081 | 5.7205 | 0.151 | 1.7659
2791 | 11.0915 | 6.0853 | 0.14098 | 1.7251
2792 | 10.8775 | 5.7952 | 0.15321 | 1.6966
2793 | 10.8888 | 6.0532 | 0.14921 | 1.8934
2794 | 11.0681 | 5.7312 | 0.13238 | 1.6641
2795 | 11.2809 | 5.2225 | 0.12702 | 1.6605
2796 | 11.4981 | 4.707 | 0.12778 | 1.811
2797 | 11.5772 | 4.6969 | 0.11826 | 1.8372
2798 | 10.7759 | 4.8765 | 0.13071 | 1.9841
2799 | 11.3757 | 4.3123 | 0.11961 | 1.8851
2800 | 10.9562 | 4.3359 | 0.12727 | 1.9165
2801 | 11.0418 | 4.7036 | 0.11673 | 1.7719
2802 | 10.8145 | 4.4126 | 0.11777 | 1.9515
2803 | 11.5125 | 4.5829 | 0.11577 | 1.8306
2804 | 11.1661 | 4.4368 | 0.11754 | 1.7479
2805 | 11.3446 | 4.6335 | 0.1227 | 1.7871
2806 | 11.4995 | 4.7052 | 0.12921 | 1.7803
2807 | 11.4021 | 4.4794 | 0.12163 | 1.774
2808 | 11.591 | 4.6885 | 0.11604 | 1.7025
2809 | 11.6007 | 4.4964 | 0.11932 | 1.8688
2810 | 11.2133 | 4.4429 | 0.11408 | 1.6678
2811 | 11.1368 | 5.1333 | 0.12519 | 1.752
2812 | 10.7821 | 5.4793 | 0.12959 | 1.8135
2813 | 11.0472 | 7.6128 | 0.18219 | 1.8722
2814 | 11.4995 | 8.2766 | 0.22161 | 1.7938
2815 | 12.345 | 8.6274 | 0.22331 | 1.859
2816 | 12.7742 | 9.4571 | 0.24411 | 1.6923
2817 | 13.4173 | 9.3955 | 0.26328 | 1.7188
2818 | 14.4412 | 9.1413 | 0.24918 | 1.8452
2819 | 15.3307 | 7.4656 | 0.1741 | 2.1106
2820 | 15.4059 | 5.395 | 0.11955 | 1.8274
2821 | 15.7098 | 4.5104 | 0.12376 | 2.1002
2822 | 14.768 | 4.601 | 0.12307 | 1.8556
2823 | 13.6163 | 4.7426 | 0.12303 | 1.8758
2824 | 12.3816 | 4.8928 | 0.11607 | 1.8272
2825 | 11.9112 | 4.7377 | 0.12429 | 1.7537
2826 | 11.7473 | 4.5592 | 0.12117 | 1.9306
2827 | 11.7109 | 4.6085 | 0.12202 | 1.8435
2828 | 10.3365 | 4.7855 | 0.11745 | 1.7348
2829 | 10.9354 | 4.7684 | 0.13081 | 1.7178
2830 | 11.4744 | 5.299 | 0.1182 | 1.8189
2831 | 11.3531 | 5.6661 | 0.11957 | 1.7302
2832 | 10.9947 | 6.3563 | 0.1417 | 1.8223
2833 | 11.1393 | 7.43 | 0.1857 | 1.618
2834 | 11.0191 | 8.3472 | 0.21159 | 1.8198
2835 | 10.7715 | 9.6395 | 0.2583 | 1.7677
2836 | 10.8784 | 10.6636 | 0.29371 | 1.7722
2837 | 11.4441 | 12.0549 | 0.36863 | 1.7311
2838 | 11.651 | 13.7895 | 0.41731 | 1.7001
2839 | 12.0138 | 14.6444 | 0.46029 | 1.8779
2840 | 12.5639 | 15.5414 | 0.49675 | 1.7808
2841 | 13.7706 | 16.0485 | 0.52262 | 1.528
2842 | 14.7053 | 16.0025 | 0.51143 | 1.6737
2843 | 15.4703 | 14.0883 | 0.4314 | 1.5966
2844 | 15.6819 | 12.2215 | 0.36173 | 1.7638
2845 | 15.8477 | 10.3898 | 0.2876 | 1.896
2846 | 14.3512 | 8.517 | 0.21923 | 1.7544
2847 | 13.8415 | 6.6856 | 0.15466 | 1.7476
2848 | 12.7769 | 5.4996 | 0.13188 | 1.9722
2849 | 12.136 | 4.6557 | 0.12462 | 1.9336
2850 | 11.194 | 4.6411 | 0.12709 | 1.8118
2851 | 11.0499 | 4.4483 | 0.12456 | 1.6815
2852 | 11.1555 | 4.7361 | 0.12376 | 1.9451
2853 | 11.3615 | 5.0656 | 0.12262 | 1.8049
2854 | 11.1643 | 6.1654 | 0.14227 | 1.8097
2855 | 10.5469 | 7.7706 | 0.20433 | 1.7775
2856 | 11.1125 | 9.6709 | 0.26198 | 1.7913
2857 | 10.7305 | 11.2243 | 0.32017 | 1.7666
2858 | 11.3784 | 12.6199 | 0.37663 | 1.7745
2859 | 10.7732 | 14.1029 | 0.43836 | 1.7793
2860 | 11.516 | 15.6071 | 0.48809 | 1.6618
2861 | 11.0078 | 15.5568 | 0.4935 | 1.6386
2862 | 11.3999 | 15.6596 | 0.50318 | 1.7885
2863 | 11.8516 | 16.0624 | 0.5049 | 1.7009
2864 | 12.5632 | 15.9299 | 0.5148 | 1.6597
2865 | 13.552 | 16.4475 | 0.51104 | 1.7316
2866 | 14.478 | 15.5889 | 0.50272 | 1.6969
2867 | 16.3543 | 15.4288 | 0.48625 | 1.7468
2868 | 16.3787 | 13.8803 | 0.43046 | 1.9268
2869 | 15.4612 | 12.9978 | 0.38452 | 1.6934
2870 | 14.6874 | 11.9725 | 0.36374 | 1.7726
2871 | 13.3375 | 10.6323 | 0.29985 | 1.7701
2872 | 11.7458 | 9.8796 | 0.28239 | 1.8857
2873 | 11.7998 | 9.596 | 0.27483 | 1.7656
2874 | 11.5255 | 9.5849 | 0.27246 | 1.7431
2875 | 11.5472 | 9.445 | 0.26064 | 1.6887
2876 | 10.7474 | 9.6975 | 0.25464 | 1.8435
2877 | 10.7515 | 10.1594 | 0.27757 | 1.6684
2878 | 10.8089 | 10.1432 | 0.2823 | 1.8112
2879 | 10.8511 | 10.8773 | 0.31062 | 1.7439
2880 | 11.3009 | 11.629 | 0.3481 | 1.6575
2881 | 10.7486 | 11.1545 | 0.33444 | 1.8566
2882 | 10.8843 | 11.2553 | 0.30765 | 1.6977
2883 | 11.2827 | 10.5908 | 0.29429 | 1.7406
2884 | 11.5043 | 10.0318 | 0.28693 | 1.8901
2885 | 11.507 | 10.1709 | 0.27528 | 1.7867
2886 | 11.7774 | 9.62 | 0.25956 | 1.7622
2887 | 11.5715 | 9.4417 | 0.25791 | 1.799
2888 | 12.7795 | 9.0159 | 0.24766 | 1.6971
2889 | 13.1654 | 9.2179 | 0.25214 | 1.8301
2890 | 14.8183 | 8.3331 | 0.20988 | 1.9525
2891 | 15.5255 | 7.0237 | 0.15869 | 1.9895
2892 | 15.8052 | 5.3764 | 0.12206 | 2.0327
2893 | 15.574 | 4.4802 | 0.1249 | 2.1969
2894 | 14.4503 | 4.7115 | 0.12583 | 2.1132
2895 | 13.4589 | 4.49 | 0.12934 | 2.0946
2896 | 12.7606 | 4.2443 | 0.11776 | 2.16
2897 | 11.5301 | 4.4904 | 0.12838 | 2.1631
2898 | 10.6941 | 4.4768 | 0.12297 | 2.1307
2899 | 10.8991 | 4.9196 | 0.11759 | 2.0214
2900 | 11.0803 | 4.4997 | 0.12353 | 2.0158
2901 | 11.3246 | 4.6747 | 0.12141 | 1.8486
2902 | 11.4334 | 4.592 | 0.12376 | 1.9052
2903 | 10.6557 | 4.7556 | 0.11819 | 2.0031
2904 | 11.4276 | 4.5574 | 0.12564 | 1.7129
2905 | 11.3549 | 4.5776 | 0.12708 | 1.8115
2906 | 11.0358 | 4.7141 | 0.12077 | 1.6985
2907 | 10.7884 | 4.5186 | 0.12505 | 1.7869
2908 | 11.4196 | 4.5389 | 0.11779 | 1.7419
2909 | 10.9129 | 4.9133 | 0.12275 | 1.7261
2910 | 11.419 | 5.4765 | 0.12331 | 1.654
2911 | 11.6414 | 6.0011 | 0.11897 | 1.799
2912 | 12.8559 | 6.1607 | 0.13534 | 1.8975
2913 | 13.6544 | 6.3432 | 0.13741 | 1.9503
2914 | 14.6634 | 5.4786 | 0.12331 | 2.2019
2915 | 15.5332 | 4.3294 | 0.12375 | 2.2087
2916 | 15.3973 | 4.643 | 0.11992 | 2.3319
2917 | 14.692 | 4.5402 | 0.11345 | 2.5005
2918 | 14.2996 | 4.6363 | 0.13609 | 2.2997
2919 | 13.2181 | 4.7536 | 0.12172 | 2.1247
2920 | 11.7166 | 4.8253 | 0.1202 | 2.4613
2921 | 11.0952 | 4.5763 | 0.12156 | 2.2941
2922 | 11.5117 | 4.7319 | 0.1268 | 2.1825
2923 | 10.8767 | 4.6407 | 0.11782 | 2.1365
2924 | 10.9856 | 4.6653 | 0.12148 | 2.0482
2925 | 10.8884 | 4.3502 | 0.13935 | 1.9444
2926 | 11.2489 | 4.5075 | 0.11324 | 1.8232
2927 | 11.1664 | 4.5853 | 0.11755 | 1.6412
2928 | 11.163 | 4.6604 | 0.12521 | 1.7298
2929 | 11.6763 | 4.5446 | 0.12078 | 1.6685
2930 | 10.9935 | 4.5364 | 0.12441 | 1.6712
2931 | 11.5586 | 4.6213 | 0.1166 | 1.709
2932 | 11.0623 | 5.4583 | 0.12222 | 1.8181
2933 | 11.5822 | 5.3822 | 0.13129 | 1.7051
2934 | 11.1353 | 5.9382 | 0.15495 | 1.7633
2935 | 11.6354 | 6.2219 | 0.1655 | 1.8604
2936 | 11.188 | 6.6532 | 0.16617 | 1.5745
2937 | 11.3465 | 6.5782 | 0.17199 | 1.8745
2938 | 10.8005 | 6.0811 | 0.15345 | 1.9247
2939 | 11.0046 | 5.4528 | 0.11843 | 1.9786
2940 | 10.7089 | 4.5319 | 0.12907 | 2.0751
2941 | 10.6646 | 4.4048 | 0.12796 | 2.0359
2942 | 10.7163 | 4.7067 | 0.11903 | 2.1885
2943 | 10.7346 | 4.5449 | 0.11969 | 2.2927
2944 | 10.6987 | 4.3179 | 0.12028 | 2.2272
2945 | 10.6383 | 4.6696 | 0.11653 | 2.1615
2946 | 10.3125 | 4.5659 | 0.11558 | 1.8648
2947 | 10.5591 | 4.7334 | 0.12922 | 2.0417
2948 | 10.8507 | 4.6041 | 0.12306 | 2.1586
2949 | 11.0022 | 4.3373 | 0.11785 | 1.8885
2950 | 11.4812 | 4.6593 | 0.12183 | 1.7188
2951 | 11.086 | 4.6957 | 0.12527 | 1.8156
2952 | 11.2967 | 4.639 | 0.11587 | 1.8402
2953 | 11.1715 | 4.2771 | 0.12196 | 1.7773
2954 | 11.0457 | 4.7798 | 0.12645 | 1.9202
2955 | 11.0365 | 4.2751 | 0.13191 | 1.9488
2956 | 11.8203 | 4.5126 | 0.12289 | 1.6729
2957 | 10.9684 | 4.6621 | 0.11965 | 1.8521
2958 | 11.1088 | 5.6551 | 0.12366 | 1.8529
2959 | 11.2526 | 5.8273 | 0.14499 | 1.7616
2960 | 11.0035 | 6.1039 | 0.15398 | 1.718
2961 | 11.0153 | 6.0928 | 0.15998 | 1.9857
2962 | 11.2969 | 5.871 | 0.13451 | 1.8063
2963 | 11.2376 | 5.2826 | 0.1222 | 1.785
2964 | 10.831 | 4.3834 | 0.12338 | 2.1401
2965 | 11.0276 | 4.5331 | 0.12089 | 2.1239
2966 | 10.5711 | 4.5824 | 0.12628 | 2.1878
2967 | 10.5362 | 4.4963 | 0.12871 | 1.9677
2968 | 10.9085 | 4.5896 | 0.13296 | 2.0842
2969 | 10.4861 | 4.5064 | 0.11801 | 2.0469
2970 | 11.0049 | 4.5683 | 0.12664 | 1.9696
2971 | 10.9781 | 4.5432 | 0.11977 | 1.8493
2972 | 10.7372 | 4.4582 | 0.12602 | 1.9846
2973 | 10.8587 | 4.944 | 0.12369 | 1.8451
2974 | 10.9439 | 4.8136 | 0.12797 | 1.909
2975 | 10.7735 | 4.7209 | 0.13141 | 1.7492
2976 | 11.3622 | 4.4329 | 0.11586 | 1.8587
2977 | 11.401 | 4.7926 | 0.11977 | 1.8711
2978 | 11.0167 | 4.6141 | 0.12177 | 1.9164
2979 | 10.8723 | 4.6708 | 0.11993 | 1.6988
2980 | 10.943 | 4.5688 | 0.12879 | 1.9059
2981 | 11.5867 | 4.3573 | 0.12072 | 1.8086
2982 | 11.8028 | 4.4886 | 0.12335 | 1.6968
2983 | 11.8626 | 4.5175 | 0.1261 | 1.9915
2984 | 12.6677 | 4.4673 | 0.12425 | 2.1416
2985 | 13.5504 | 4.5164 | 0.11688 | 1.7329
2986 | 14.5177 | 4.7525 | 0.11642 | 2.2197
2987 | 15.5433 | 4.3132 | 0.11624 | 1.9881
2988 | 15.7625 | 4.6389 | 0.11877 | 2.0113
2989 | 15.7169 | 4.571 | 0.11847 | 1.9709
2990 | 14.3998 | 4.8115 | 0.12961 | 2.0533
2991 | 12.8501 | 4.6734 | 0.1266 | 2.2153
2992 | 12.4003 | 4.534 | 0.1268 | 2.3261
2993 | 11.5544 | 4.6721 | 0.12008 | 2.0174
2994 | 11.0089 | 4.3436 | 0.1131 | 2.1226
2995 | 11.3321 | 4.436 | 0.12409 | 2.161
2996 | 10.758 | 4.5656 | 0.12939 | 2.1519
2997 | 11.097 | 4.5647 | 0.12996 | 2.0749
2998 | 10.9796 | 4.4062 | 0.12499 | 2.1277
2999 | 11.3324 | 4.5576 | 0.11386 | 1.9521
3000 | 10.8532 | 4.6882 | 0.12521 | 1.948
3001 | 10.8812 | 4.5499 | 0.1222 | 1.9995
3002 | 11.2326 | 4.5085 | 0.12455 | 2.0343
3003 | 10.7455 | 4.4488 | 0.13065 | 1.8852
3004 | 10.8478 | 4.4839 | 0.12194 | 2.1098
3005 | 11.5018 | 4.4242 | 0.12699 | 1.8123
3006 | 11.3062 | 4.6055 | 0.1194 | 1.8708
3007 | 11.8326 | 4.9075 | 0.12314 | 1.8511
3008 | 12.6787 | 4.2684 | 0.12732 | 2.0848
3009 | 13.0717 | 4.626 | 0.13298 | 1.9579
3010 | 14.5497 | 4.5478 | 0.12088 | 2.104
3011 | 15.3142 | 4.5569 | 0.12378 | 2.2718
3012 | 15.951 | 4.7458 | 0.12252 | 2.1358
3013 | 15.0556 | 4.6567 | 0.11779 | 2.3384
3014 | 14.2487 | 4.561 | 0.11949 | 2.0851
3015 | 13.6867 | 4.5908 | 0.12579 | 2.0704
3016 | 12.1483 | 4.5625 | 0.12933 | 2.3316
3017 | 11.3743 | 4.3953 | 0.11768 | 2.23
3018 | 11.3664 | 4.6001 | 0.11816 | 2.2368
3019 | 10.7512 | 4.2902 | 0.11375 | 2.3387
3020 | 10.8586 | 4.8449 | 0.12587 | 2.2229
3021 | 10.6653 | 4.7195 | 0.12595 | 2.159
3022 | 11.3279 | 4.4353 | 0.12019 | 1.9856
3023 | 11.0383 | 4.5986 | 0.1272 | 2.0175
3024 | 10.4963 | 4.4696 | 0.12488 | 1.9042
3025 | 11.2299 | 4.5853 | 0.11918 | 1.7091
3026 | 11.2448 | 4.6553 | 0.11776 | 1.8019
3027 | 11.1549 | 4.7221 | 0.12206 | 1.704
3028 | 10.7243 | 4.308 | 0.12171 | 1.7623
3029 | 10.7785 | 4.4405 | 0.11545 | 2.0336
3030 | 11.9076 | 4.4444 | 0.12336 | 1.8132
3031 | 11.6797 | 4.4206 | 0.11553 | 1.7816
3032 | 12.5767 | 4.7919 | 0.1265 | 1.683
3033 | 13.1412 | 4.8837 | 0.12239 | 1.7999
3034 | 14.5338 | 4.4617 | 0.11831 | 1.9899
3035 | 15.9766 | 4.6766 | 0.12175 | 1.8453
3036 | 15.7714 | 4.505 | 0.12207 | 1.9547
3037 | 15.2988 | 4.8625 | 0.12336 | 1.8961
3038 | 14.5152 | 4.6598 | 0.12885 | 1.8579
3039 | 13.4234 | 4.5802 | 0.12046 | 2.1265
3040 | 12.3634 | 4.5023 | 0.12238 | 1.9255
3041 | 11.2924 | 4.5871 | 0.12301 | 1.8689
3042 | 10.8885 | 4.6129 | 0.12632 | 2.0934
3043 | 11.2614 | 4.6109 | 0.12244 | 1.8534
3044 | 11.2853 | 4.6697 | 0.1162 | 1.7718
3045 | 11.4405 | 4.3462 | 0.11602 | 1.7261
3046 | 11.4823 | 4.4296 | 0.12313 | 1.626
3047 | 10.9997 | 4.5164 | 0.12367 | 1.7031
3048 | 11.2027 | 4.803 | 0.1172 | 1.8049
3049 | 11.0638 | 4.6032 | 0.1243 | 1.7961
3050 | 10.9185 | 4.64 | 0.12698 | 1.9097
3051 | 10.684 | 4.7624 | 0.12298 | 1.6632
3052 | 11.2866 | 4.6119 | 0.12997 | 1.8579
3053 | 11.2155 | 6.136 | 0.13737 | 1.7866
3054 | 11.9049 | 8.3789 | 0.20792 | 1.7871
3055 | 11.7752 | 9.2585 | 0.23903 | 1.8725
3056 | 12.5376 | 9.6847 | 0.27704 | 1.7939
3057 | 13.8911 | 9.9757 | 0.27682 | 1.6975
3058 | 14.6386 | 9.046 | 0.24914 | 1.7855
3059 | 15.0384 | 7.9265 | 0.20354 | 1.9162
3060 | 16.4239 | 6.3059 | 0.14379 | 1.9705
3061 | 15.4354 | 5.1382 | 0.11439 | 2.1594
3062 | 14.0793 | 4.5596 | 0.1263 | 2.1165
3063 | 13.0201 | 4.5571 | 0.12626 | 2.2011
3064 | 12.2755 | 4.6052 | 0.12358 | 2.1448
3065 | 11.6199 | 4.5994 | 0.1158 | 2.1906
3066 | 11.3338 | 5.0041 | 0.11706 | 1.9523
3067 | 11.3429 | 4.7612 | 0.12117 | 1.9384
3068 | 11.2536 | 4.54 | 0.12214 | 1.8551
3069 | 11.192 | 4.3652 | 0.11978 | 1.7364
3070 | 11.1796 | 4.8496 | 0.12943 | 1.8114
3071 | 11.3634 | 4.5363 | 0.12788 | 1.8217
3072 | 11.3383 | 4.7911 | 0.11963 | 1.8804
3073 | 11.1086 | 4.8519 | 0.12382 | 1.8067
3074 | 11.3587 | 4.6848 | 0.11495 | 1.6662
3075 | 11.1965 | 6.1378 | 0.11685 | 1.7809
3076 | 11.2714 | 7.3307 | 0.18296 | 1.9819
3077 | 11.0824 | 7.815 | 0.18142 | 1.7462
3078 | 11.7383 | 8.1421 | 0.2109 | 1.7685
3079 | 11.973 | 8.5345 | 0.1993 | 1.7383
3080 | 12.8324 | 8.3632 | 0.21229 | 1.9812
3081 | 13.2032 | 8.5915 | 0.22269 | 1.7335
3082 | 14.5128 | 8.054 | 0.20378 | 1.8669
3083 | 15.9978 | 7.1315 | 0.16166 | 1.8329
3084 | 16.211 | 6.1332 | 0.1301 | 1.9192
3085 | 15.8183 | 5.0876 | 0.12158 | 2.0641
3086 | 14.5749 | 4.2938 | 0.12203 | 1.828
3087 | 13.7484 | 4.6165 | 0.11809 | 1.923
3088 | 12.4429 | 4.5294 | 0.12564 | 1.9089
3089 | 11.766 | 4.5163 | 0.11529 | 1.7448
3090 | 11.14 | 4.6273 | 0.12267 | 1.8285
3091 | 11.4806 | 4.2732 | 0.12942 | 1.7156
3092 | 11.6889 | 4.4401 | 0.12214 | 1.7474
3093 | 11.6128 | 4.5536 | 0.12872 | 1.6744
3094 | 10.9927 | 4.6328 | 0.12118 | 1.801
3095 | 11.0541 | 4.774 | 0.11688 | 1.8095
3096 | 11.0285 | 4.4312 | 0.12464 | 1.8186
3097 | 12.0543 | 4.9415 | 0.13193 | 1.6797
3098 | 11.8207 | 6.0021 | 0.12479 | 1.7567
3099 | 11.584 | 7.3013 | 0.17319 | 1.6455
3100 | 11.4207 | 8.5277 | 0.2157 | 1.7294
3101 | 11.1331 | 7.1859 | 0.18479 | 1.9135
3102 | 11.2913 | 7.5226 | 0.21422 | 1.6845
3103 | 11.2367 | 8.1006 | 0.22506 | 1.8327
3104 | 11.2065 | 8.5083 | 0.24936 | 1.7788
3105 | 11.3072 | 8.2918 | 0.23338 | 1.7935
3106 | 10.9505 | 7.9756 | 0.23017 | 1.8299
3107 | 11.6513 | 7.4848 | 0.20252 | 1.794
3108 | 11.04 | 6.4838 | 0.16084 | 1.9269
3109 | 10.8526 | 5.3456 | 0.13017 | 1.8767
3110 | 10.8737 | 4.9386 | 0.11343 | 1.9762
3111 | 11.3119 | 4.7215 | 0.1219 | 1.943
3112 | 10.8092 | 4.6166 | 0.12068 | 1.9321
3113 | 11.2996 | 4.7387 | 0.12416 | 1.9956
3114 | 11.2876 | 4.9758 | 0.122 | 1.885
3115 | 10.9626 | 4.6722 | 0.12045 | 1.7822
3116 | 11.2812 | 4.6343 | 0.1273 | 1.7143
3117 | 10.9565 | 4.4206 | 0.1209 | 1.8737
3118 | 10.8715 | 4.5641 | 0.12773 | 1.7862
3119 | 10.8009 | 4.3301 | 0.12734 | 1.7304
3120 | 11.5992 | 4.5466 | 0.1206 | 1.8756
3121 | 11.7851 | 5.2153 | 0.11791 | 1.7779
3122 | 11.3184 | 5.9444 | 0.15145 | 1.7378
3123 | 11.4016 | 6.5748 | 0.1596 | 1.6964
3124 | 11.079 | 6.8838 | 0.19057 | 1.7952
3125 | 10.891 | 7.2585 | 0.19921 | 1.9861
3126 | 11.216 | 7.3291 | 0.20714 | 1.6194
3127 | 11.3099 | 7.4209 | 0.20474 | 1.7979
3128 | 11.1878 | 7.3993 | 0.20631 | 1.7211
3129 | 11.1023 | 7.6611 | 0.20461 | 1.8286
3130 | 11.293 | 7.1257 | 0.18998 | 1.7831
3131 | 10.8941 | 6.2689 | 0.15623 | 2.0255
3132 | 11.1037 | 5.3941 | 0.12937 | 2.0296
3133 | 10.9922 | 4.7216 | 0.12512 | 2.0129
3134 | 10.7594 | 4.7454 | 0.1253 | 2.1314
3135 | 10.4977 | 4.5296 | 0.12631 | 2.26
3136 | 10.3558 | 4.7486 | 0.12064 | 2.1221
3137 | 10.1552 | 4.6682 | 0.1202 | 1.9607
3138 | 10.131 | 4.5941 | 0.12751 | 2.1787
3139 | 10.655 | 4.5841 | 0.12719 | 2.0093
3140 | 11.542 | 4.429 | 0.11687 | 1.884
3141 | 11.2897 | 4.5363 | 0.1242 | 1.8731
3142 | 10.9241 | 4.3072 | 0.1179 | 1.6811
3143 | 10.859 | 4.4304 | 0.12468 | 1.6554
3144 | 11.1093 | 4.6008 | 0.11727 | 1.6535
3145 | 11.114 | 4.5106 | 0.12186 | 1.7563
3146 | 11.0015 | 4.5696 | 0.12066 | 1.8689
3147 | 11.106 | 4.5033 | 0.13696 | 1.7591
3148 | 11.1929 | 5.8505 | 0.13222 | 1.7827
3149 | 11.008 | 8.2107 | 0.2028 | 1.7614
3150 | 11.1168 | 9.9569 | 0.26649 | 1.9005
3151 | 11.8419 | 10.8387 | 0.30234 | 1.8802
3152 | 12.5341 | 11.4047 | 0.33014 | 1.7848
3153 | 13.7104 | 11.811 | 0.34763 | 1.7597
3154 | 14.5801 | 11.1585 | 0.32512 | 1.9327
3155 | 15.6914 | 9.7881 | 0.26932 | 1.9016
3156 | 16.1353 | 8.5462 | 0.2199 | 1.9129
3157 | 15.7446 | 6.9137 | 0.16759 | 1.852
3158 | 14.4725 | 5.5274 | 0.11863 | 1.9335
3159 | 13.8412 | 4.6309 | 0.11725 | 1.9497
3160 | 12.4255 | 4.6819 | 0.13122 | 1.7687
3161 | 12.1636 | 4.5349 | 0.12515 | 1.9773
3162 | 11.2236 | 4.4382 | 0.12417 | 1.8101
3163 | 11.3256 | 4.5644 | 0.12279 | 1.7379
3164 | 11.1079 | 4.441 | 0.11894 | 1.6668
3165 | 10.9601 | 4.5795 | 0.11463 | 1.7801
3166 | 11.0165 | 4.5983 | 0.12999 | 1.7664
3167 | 11.2907 | 4.4345 | 0.11676 | 1.8404
3168 | 11.8114 | 5.8402 | 0.12413 | 1.7612
3169 | 11.1624 | 7.0337 | 0.16643 | 1.5981
3170 | 11.5481 | 8.36 | 0.22414 | 1.6652
3171 | 11.1931 | 9.7824 | 0.27058 | 1.8634
3172 | 11.4614 | 11.3778 | 0.32639 | 1.757
3173 | 11.2273 | 11.2476 | 0.32029 | 1.8671
3174 | 11.8209 | 10.9153 | 0.32425 | 1.7606
3175 | 11.8441 | 10.853 | 0.31631 | 1.8317
3176 | 13.0601 | 10.9538 | 0.31483 | 1.9277
3177 | 13.8893 | 10.8981 | 0.31258 | 1.712
3178 | 14.8706 | 9.9541 | 0.27468 | 1.9216
3179 | 15.3884 | 8.2572 | 0.1967 | 1.9813
3180 | 15.7786 | 6.1485 | 0.13617 | 2.1095
3181 | 15.1393 | 4.3461 | 0.12649 | 2.3557
3182 | 14.1298 | 4.4035 | 0.11666 | 2.186
3183 | 12.856 | 4.8246 | 0.11705 | 2.2634
3184 | 11.7089 | 4.6444 | 0.12024 | 2.3912
3185 | 11.4116 | 4.5447 | 0.11136 | 2.1576
3186 | 10.6471 | 4.5849 | 0.11898 | 2.2338
3187 | 10.8248 | 4.6787 | 0.12021 | 1.9095
3188 | 11.6308 | 4.5652 | 0.1196 | 1.9139
3189 | 10.9443 | 4.6124 | 0.13541 | 1.8507
3190 | 11.0964 | 4.3815 | 0.11737 | 1.7343
3191 | 11.1547 | 4.8514 | 0.13038 | 1.7708
3192 | 10.9071 | 4.43 | 0.12599 | 1.8515
3193 | 11.1114 | 4.5332 | 0.12392 | 1.5977
3194 | 11.3369 | 4.5196 | 0.12155 | 1.9579
3195 | 11.069 | 5.2681 | 0.12049 | 1.7923
3196 | 10.656 | 6.4466 | 0.14588 | 1.8336
3197 | 10.8487 | 7.5332 | 0.18989 | 1.8384
3198 | 11.1367 | 9.2501 | 0.2525 | 1.7847
3199 | 11.9391 | 10.024 | 0.2779 | 1.7178
3200 | 12.3245 | 10.4241 | 0.29961 | 1.7903
3201 | 13.2478 | 10.7064 | 0.30563 | 1.7196
3202 | 14.8965 | 9.4144 | 0.25986 | 2.092
3203 | 15.9324 | 7.7535 | 0.19623 | 2.0059
3204 | 16.0705 | 6.15 | 0.12452 | 2.1311
3205 | 15.6148 | 4.6569 | 0.11324 | 2.0926
3206 | 14.2396 | 4.5743 | 0.12341 | 2.0904
3207 | 13.2293 | 4.746 | 0.11938 | 1.9982
3208 | 12.1376 | 4.6961 | 0.12511 | 2.0956
3209 | 11.9275 | 4.5181 | 0.12883 | 2.0569
3210 | 10.9132 | 4.7447 | 0.12775 | 1.8378
3211 | 11.5431 | 4.8584 | 0.12362 | 1.7756
3212 | 10.8409 | 4.7849 | 0.12151 | 1.915
3213 | 11.1079 | 4.5678 | 0.12672 | 1.7082
3214 | 11.3052 | 4.8542 | 0.12406 | 1.8841
3215 | 11.0753 | 4.3207 | 0.11617 | 1.7292
3216 | 11.048 | 4.986 | 0.12402 | 1.8505
3217 | 11.3367 | 5.2768 | 0.11603 | 1.6354
3218 | 11.7003 | 5.3155 | 0.12297 | 1.6525
3219 | 11.3828 | 5.6333 | 0.11906 | 1.7259
3220 | 11.1724 | 6.0671 | 0.11761 | 1.8105
3221 | 11.7065 | 5.4775 | 0.1135 | 1.6389
3222 | 11.0839 | 4.6198 | 0.12687 | 1.7243
3223 | 11.6319 | 4.7465 | 0.1279 | 1.9125
3224 | 12.8848 | 4.5446 | 0.12831 | 1.8071
3225 | 13.147 | 4.6554 | 0.1242 | 1.8729
3226 | 14.8809 | 4.6411 | 0.12288 | 2.0549
3227 | 15.8185 | 4.6189 | 0.12402 | 2.2559
3228 | 15.4708 | 4.4735 | 0.11847 | 2.1988
3229 | 15.3898 | 4.6388 | 0.11408 | 2.1989
3230 | 14.1433 | 4.6958 | 0.11909 | 2.2263
3231 | 13.931 | 4.5826 | 0.13088 | 2.3934
3232 | 12.1228 | 4.6295 | 0.11829 | 2.3266
3233 | 11.0111 | 4.331 | 0.11928 | 2.3811
3234 | 11.2632 | 4.8738 | 0.12118 | 2.2725
3235 | 10.7523 | 4.4998 | 0.11099 | 2.332
3236 | 10.3977 | 4.6572 | 0.12171 | 2.1482
3237 | 10.9856 | 4.5692 | 0.12853 | 2.1586
3238 | 11.1037 | 4.6684 | 0.12048 | 1.9278
3239 | 10.9507 | 4.5961 | 0.12515 | 1.8631
3240 | 10.7373 | 4.359 | 0.11591 | 1.912
3241 | 11.3306 | 4.4569 | 0.1175 | 1.7372
3242 | 11.3141 | 4.4971 | 0.11264 | 1.5966
3243 | 11.2166 | 4.6768 | 0.12519 | 1.7843
3244 | 10.7878 | 4.6987 | 0.11581 | 1.8783
3245 | 11.9131 | 4.546 | 0.12404 | 1.7239
3246 | 11.6662 | 6.2921 | 0.13342 | 1.5748
3247 | 12.0107 | 7.6543 | 0.17669 | 1.909
3248 | 12.446 | 8.0735 | 0.20347 | 1.7938
3249 | 13.7889 | 8.4503 | 0.2198 | 1.8736
3250 | 14.5469 | 7.4648 | 0.17586 | 2.0366
3251 | 15.4785 | 5.7925 | 0.12294 | 2.1903
3252 | 15.4309 | 4.5786 | 0.1269 | 2.3283
3253 | 15.3706 | 4.3735 | 0.12221 | 2.3449
3254 | 14.4793 | 4.7494 | 0.12294 | 2.2147
3255 | 13.0272 | 4.5422 | 0.12161 | 2.4201
3256 | 12.0393 | 4.603 | 0.11683 | 2.4092
3257 | 11.0376 | 4.4741 | 0.11873 | 2.3249
3258 | 11.0428 | 4.6917 | 0.12438 | 2.2992
3259 | 10.9007 | 4.6108 | 0.11987 | 2.3088
3260 | 11.1719 | 4.5104 | 0.12226 | 2.0158
3261 | 11.4211 | 4.7315 | 0.13351 | 2.0227
3262 | 11.3918 | 4.5827 | 0.11983 | 1.7374
3263 | 10.9973 | 4.7006 | 0.13068 | 1.7433
3264 | 11.2251 | 4.3279 | 0.1196 | 1.8109
3265 | 11.0308 | 4.6284 | 0.12677 | 1.8119
3266 | 10.9994 | 4.6326 | 0.12098 | 1.8374
3267 | 11.1629 | 4.8952 | 0.12214 | 1.732
3268 | 11.7134 | 6.668 | 0.13835 | 1.9572
3269 | 11.386 | 5.8575 | 0.15192 | 1.7006
3270 | 11.3199 | 6.769 | 0.18178 | 1.8062
3271 | 11.2584 | 6.7928 | 0.17928 | 1.811
3272 | 10.6602 | 7.2377 | 0.19042 | 2.0036
3273 | 11.3594 | 7.1389 | 0.19737 | 1.9058
3274 | 11.0994 | 6.3146 | 0.16628 | 1.8251
3275 | 10.9226 | 5.4131 | 0.13714 | 2.1933
3276 | 10.4712 | 4.8308 | 0.1343 | 1.9894
3277 | 10.5839 | 4.4386 | 0.12836 | 2.0064
3278 | 10.6004 | 4.6462 | 0.13401 | 1.8531
3279 | 10.1194 | 4.267 | 0.12699 | 2.1048
3280 | 10.2437 | 4.5418 | 0.12426 | 2.2349
3281 | 10.7746 | 4.5856 | 0.12453 | 2.0707
3282 | 10.7083 | 4.6729 | 0.12316 | 2.1228
3283 | 10.5498 | 4.5746 | 0.12714 | 1.9227
3284 | 11.0768 | 4.571 | 0.12225 | 1.9419
3285 | 11.1047 | 4.7193 | 0.12103 | 1.9336
3286 | 10.9679 | 4.6199 | 0.12589 | 1.7521
3287 | 10.9528 | 4.6849 | 0.12375 | 1.7966
3288 | 11.1019 | 4.5457 | 0.1197 | 1.8227
3289 | 11.0615 | 4.3415 | 0.12039 | 1.6736
3290 | 11.3797 | 4.6434 | 0.12317 | 1.9777
3291 | 11.5613 | 4.6192 | 0.12498 | 1.8923
3292 | 11.4392 | 5.4858 | 0.12762 | 1.6657
3293 | 10.9341 | 5.8179 | 0.14835 | 1.7422
3294 | 10.9193 | 6.7149 | 0.16498 | 1.8796
3295 | 11.393 | 6.6551 | 0.1821 | 1.7346
3296 | 11.0877 | 7.2378 | 0.19316 | 1.7122
3297 | 11.4263 | 7.1339 | 0.19261 | 1.9344
3298 | 11.0892 | 6.5882 | 0.16799 | 1.7264
3299 | 11.2013 | 5.5541 | 0.12897 | 2.0558
3300 | 11.2575 | 4.6225 | 0.12486 | 2.0273
3301 | 10.8493 | 4.3624 | 0.1352 | 2.0325
3302 | 10.5759 | 4.5264 | 0.12648 | 2.0835
3303 | 10.3211 | 4.8297 | 0.11538 | 2.1059
3304 | 10.8785 | 4.4215 | 0.12358 | 2.0044
3305 | 10.878 | 4.8666 | 0.11666 | 2.1988
3306 | 11.2589 | 4.7811 | 0.12324 | 1.9205
3307 | 10.9137 | 4.5904 | 0.11757 | 1.9176
3308 | 11.0992 | 4.4205 | 0.12728 | 2.0304
3309 | 11.4544 | 4.8387 | 0.12139 | 1.7483
3310 | 11.5367 | 4.4609 | 0.11835 | 1.7542
3311 | 10.6403 | 4.5922 | 0.1266 | 1.6867
3312 | 11.9332 | 4.7272 | 0.13041 | 1.7295
3313 | 10.9534 | 4.6528 | 0.12185 | 1.8186
3314 | 11.0566 | 4.8263 | 0.12246 | 1.7575
3315 | 11.5134 | 4.808 | 0.12232 | 1.9106
3316 | 11.2903 | 4.687 | 0.11402 | 1.611
3317 | 11.2198 | 5.469 | 0.1277 | 1.858
3318 | 11.3327 | 6.2301 | 0.12794 | 1.7094
3319 | 11.5366 | 6.2383 | 0.14164 | 1.7943
3320 | 12.5704 | 6.7597 | 0.14995 | 1.9657
3321 | 13.4595 | 6.5326 | 0.1392 | 2.0035
3322 | 14.458 | 5.7986 | 0.11566 | 1.9835
3323 | 15.2307 | 4.6528 | 0.1162 | 2.0891
3324 | 15.4034 | 4.7527 | 0.11751 | 2.4168
3325 | 14.8287 | 4.7226 | 0.12588 | 2.4515
3326 | 14.093 | 4.6417 | 0.12344 | 2.4653
3327 | 12.9418 | 4.8078 | 0.12358 | 2.4877
3328 | 11.8494 | 4.5271 | 0.12567 | 2.5408
3329 | 10.3707 | 4.7747 | 0.13464 | 2.5372
3330 | 11.0973 | 4.5454 | 0.12286 | 2.5665
3331 | 11.5177 | 4.7072 | 0.12166 | 2.3804
3332 | 11.0984 | 4.6174 | 0.1247 | 2.3964
3333 | 10.0488 | 4.4008 | 0.12063 | 2.1823
3334 | 11.0483 | 4.6434 | 0.12193 | 2.3328
3335 | 11.3007 | 4.7927 | 0.13179 | 2.0846
3336 | 11.1102 | 4.4429 | 0.11249 | 2.0903
3337 | 10.847 | 4.6775 | 0.11476 | 2.1912
3338 | 10.9649 | 4.5176 | 0.13386 | 2.2967
3339 | 10.8322 | 4.3713 | 0.1201 | 2.1412
3340 | 10.7598 | 4.4339 | 0.11985 | 2.1164
3341 | 10.9442 | 4.6481 | 0.12765 | 2.1231
3342 | 11.2769 | 4.5652 | 0.12493 | 2.2165
3343 | 11.6299 | 4.3106 | 0.11918 | 2.1512
3344 | 12.014 | 4.3589 | 0.12399 | 2.2352
3345 | 12.4509 | 4.5935 | 0.12381 | 2.3512
3346 | 14.3831 | 4.7936 | 0.11857 | 2.5274
3347 | 15.5818 | 4.9206 | 0.12998 | 3.65
3348 | 15.1984 | 4.4564 | 0.1218 | 4.9217
3349 | 14.8354 | 4.4525 | 0.12834 | 5.9013
3350 | 13.6342 | 4.4249 | 0.12666 | 6.6493
3351 | 12.5837 | 4.323 | 0.12964 | 6.8984
3352 | 11.6163 | 4.5381 | 0.12025 | 7.2331
3353 | 10.7773 | 4.4199 | 0.12247 | 6.7867
3354 | 10.2427 | 4.3402 | 0.12233 | 5.9373
3355 | 11.0363 | 4.7312 | 0.12709 | 5.3241
3356 | 10.613 | 4.5514 | 0.1213 | 3.5105
3357 | 10.8457 | 4.9278 | 0.12839 | 2.9763
3358 | 10.4706 | 4.4204 | 0.12177 | 2.3457
3359 | 10.804 | 4.468 | 0.12217 | 2.554
3360 | 10.8104 | 4.5811 | 0.12142 | 2.3354
3361 | 10.4892 | 4.4229 | 0.11844 | 2.301
3362 | 10.9794 | 4.7685 | 0.12137 | 2.3193
3363 | 10.8707 | 4.3834 | 0.12199 | 2.1636
3364 | 11.3441 | 4.5463 | 0.11556 | 2.1605
3365 | 11.0639 | 4.3648 | 0.12663 | 2.1638
3366 | 10.8215 | 4.6008 | 0.13541 | 2.2409
3367 | 11.2595 | 4.5337 | 0.12225 | 2.2822
3368 | 12.0609 | 4.4761 | 0.12934 | 2.2986
3369 | 12.7734 | 4.5326 | 0.13175 | 2.5024
3370 | 14.3653 | 4.3259 | 0.11851 | 2.4726
3371 | 15.1253 | 4.6171 | 0.12012 | 2.3198
3372 | 15.3453 | 4.4734 | 0.12686 | 2.5568
3373 | 14.9107 | 4.4972 | 0.11863 | 2.3633
3374 | 13.9436 | 4.6229 | 0.12172 | 2.5501
3375 | 12.8766 | 4.5304 | 0.12235 | 2.4163
3376 | 12.0145 | 4.7897 | 0.12455 | 2.5223
3377 | 10.6601 | 4.7406 | 0.11762 | 2.4014
3378 | 10.9666 | 4.8565 | 0.11369 | 2.444
3379 | 11.5313 | 4.5421 | 0.12954 | 2.6763
3380 | 10.8794 | 4.7926 | 0.11992 | 2.4041
3381 | 10.6529 | 4.901 | 0.12009 | 2.3935
3382 | 10.7358 | 4.5769 | 0.12032 | 2.2937
3383 | 11.0544 | 4.5243 | 0.12531 | 2.382
3384 | 11.2633 | 4.4668 | 0.12557 | 2.0857
3385 | 11.2833 | 4.6319 | 0.11882 | 2.1765
3386 | 11.2097 | 4.5097 | 0.12722 | 1.7563
3387 | 11.0558 | 4.6625 | 0.12576 | 1.7284
3388 | 11.5941 | 4.664 | 0.12105 | 1.9609
3389 | 11.453 | 4.693 | 0.1299 | 1.7226
3390 | 11.5085 | 4.436 | 0.12033 | 1.831
3391 | 11.7317 | 4.6377 | 0.1292 | 1.902
3392 | 12.4471 | 4.6967 | 0.12361 | 2.0252
3393 | 12.7275 | 4.7527 | 0.11841 | 2.1799
3394 | 14.6249 | 4.1085 | 0.11636 | 2.4205
3395 | 15.7706 | 4.6472 | 0.12294 | 2.626
3396 | 15.4068 | 4.5571 | 0.12373 | 3.0905
3397 | 14.5678 | 4.4576 | 0.1148 | 4.0659
3398 | 13.8491 | 4.5196 | 0.12357 | 4.6613
3399 | 12.524 | 4.5047 | 0.11395 | 4.8258
3400 | 11.6036 | 4.5864 | 0.12275 | 4.879
3401 | 10.6889 | 4.5259 | 0.1184 | 4.0295
3402 | 10.4016 | 4.3551 | 0.1373 | 2.3773
3403 | 10.6223 | 4.5214 | 0.12282 | 2.4224
3404 | 10.8815 | 4.4401 | 0.12579 | 2.3198
3405 | 10.9115 | 4.5548 | 0.12423 | 2.2725
3406 | 10.9032 | 4.5005 | 0.13027 | 2.3621
3407 | 11.438 | 4.6725 | 0.12146 | 2.0777
3408 | 11.7038 | 4.7737 | 0.12196 | 2.1204
3409 | 11.0587 | 4.6672 | 0.11972 | 1.8056
3410 | 11.2541 | 4.4702 | 0.12745 | 1.9201
3411 | 11.5182 | 4.4618 | 0.12537 | 1.7792
3412 | 10.7799 | 4.3495 | 0.1271 | 1.9494
3413 | 11.4781 | 4.5813 | 0.11939 | 1.809
3414 | 10.8368 | 4.4401 | 0.13282 | 2.0604
3415 | 11.1764 | 4.6908 | 0.12487 | 2.0033
3416 | 12.0726 | 4.5969 | 0.11982 | 2.0753
3417 | 13.1308 | 4.5488 | 0.11488 | 2.0538
3418 | 13.9417 | 4.6577 | 0.1295 | 2.4285
3419 | 15.0159 | 4.6172 | 0.12162 | 2.2886
3420 | 14.8439 | 4.7552 | 0.12141 | 2.449
3421 | 15.1475 | 4.7181 | 0.12088 | 2.5916
3422 | 14.3694 | 4.4993 | 0.125 | 2.5674
3423 | 12.637 | 4.3149 | 0.12648 | 2.9199
3424 | 11.2217 | 4.7343 | 0.12097 | 3.2312
3425 | 10.9332 | 4.6671 | 0.11621 | 2.7383
3426 | 10.5174 | 4.4694 | 0.12996 | 2.5066
3427 | 10.6341 | 4.5796 | 0.13101 | 2.3405
3428 | 10.6284 | 4.9553 | 0.12552 | 2.4627
3429 | 10.6435 | 4.6339 | 0.12162 | 2.3748
3430 | 10.5632 | 4.6094 | 0.13718 | 2.1967
3431 | 11.0636 | 4.5728 | 0.12357 | 2.2136
3432 | 10.6883 | 4.6098 | 0.11947 | 2.1201
3433 | 11.5208 | 4.3771 | 0.1285 | 1.9897
3434 | 10.8369 | 4.6325 | 0.12199 | 1.8883
3435 | 11.233 | 4.5717 | 0.12245 | 1.6808
3436 | 11.5367 | 4.7048 | 0.12166 | 2.0049
3437 | 10.9628 | 4.6259 | 0.12579 | 1.86
3438 | 11.6478 | 4.7691 | 0.1175 | 1.8781
3439 | 11.5262 | 4.4702 | 0.11902 | 1.9136
3440 | 11.1077 | 4.3941 | 0.12458 | 1.9782
3441 | 10.5673 | 4.5494 | 0.11705 | 1.7981
3442 | 10.4696 | 4.3334 | 0.11276 | 1.9675
3443 | 10.8115 | 4.6668 | 0.13291 | 2.0891
3444 | 11.0033 | 4.7161 | 0.11841 | 1.9508
3445 | 10.8359 | 4.745 | 0.11635 | 1.9686
3446 | 10.5423 | 4.5367 | 0.12071 | 2.155
3447 | 11.1991 | 4.7074 | 0.12277 | 2.0102
3448 | 10.6155 | 4.6871 | 0.11639 | 2.1547
3449 | 10.6647 | 4.7959 | 0.12839 | 2.1023
3450 | 10.6242 | 4.551 | 0.12837 | 1.9995
3451 | 10.2527 | 4.5286 | 0.12763 | 1.9736
3452 | 11.2438 | 4.4424 | 0.12037 | 1.9937
3453 | 11.1945 | 4.5544 | 0.12574 | 2.1751
3454 | 10.9759 | 4.6805 | 0.13071 | 2.1483
3455 | 11.8356 | 4.6966 | 0.11717 | 1.8893
3456 | 10.9553 | 4.5146 | 0.12394 | 1.7907
3457 | 10.8149 | 4.6031 | 0.11413 | 1.7304
3458 | 11.512 | 4.626 | 0.13026 | 1.8156
3459 | 10.603 | 4.5063 | 0.12076 | 1.8583
3460 | 11.5884 | 4.9448 | 0.12333 | 1.835
3461 | 11.1564 | 4.4099 | 0.12671 | 1.9465
3462 | 11.3094 | 4.692 | 0.11969 | 1.967
3463 | 11.0345 | 4.356 | 0.12866 | 1.9346
3464 | 10.988 | 4.4989 | 0.13106 | 1.9541
3465 | 10.7901 | 4.6654 | 0.13142 | 1.9138
3466 | 10.8913 | 4.4219 | 0.12194 | 1.9525
3467 | 10.2712 | 4.3441 | 0.12932 | 1.9653
3468 | 10.4926 | 4.5406 | 0.12417 | 2.1969
3469 | 10.6113 | 4.3711 | 0.12337 | 2.209
3470 | 10.4634 | 4.4107 | 0.12128 | 2.1496
3471 | 10.789 | 4.7059 | 0.12488 | 2.1621
3472 | 10.9186 | 4.8521 | 0.12353 | 2.2511
3473 | 10.9835 | 4.6689 | 0.11773 | 2.1457
3474 | 10.458 | 4.7778 | 0.12046 | 1.9993
3475 | 11.1738 | 4.4308 | 0.12275 | 2.0271
3476 | 11.0668 | 4.4788 | 0.12169 | 1.9158
3477 | 11.476 | 4.6968 | 0.12368 | 1.9997
3478 | 10.7189 | 4.2318 | 0.12266 | 2.0741
3479 | 10.8761 | 4.4303 | 0.11979 | 1.9514
3480 | 11.3017 | 4.5737 | 0.11724 | 1.9872
3481 | 10.7327 | 4.5746 | 0.11694 | 2.1145
3482 | 11.3656 | 4.3848 | 0.11623 | 1.929
3483 | 11.5045 | 4.4181 | 0.12573 | 2.0515
3484 | 11.2523 | 4.5196 | 0.12228 | 1.8937
3485 | 10.9028 | 4.523 | 0.12628 | 1.9873
3486 | 11.1421 | 4.2077 | 0.12166 | 2.0178
3487 | 11.3172 | 4.4773 | 0.12648 | 2.1421
3488 | 12.2917 | 4.6182 | 0.12269 | 2.2333
3489 | 13.0962 | 4.3884 | 0.1288 | 2.2968
3490 | 14.3508 | 4.9365 | 0.11667 | 2.4303
3491 | 15.334 | 4.6302 | 0.12541 | 2.5987
3492 | 15.4553 | 4.6111 | 0.12314 | 2.5926
3493 | 14.9212 | 4.7855 | 0.11808 | 3.0557
3494 | 14.161 | 4.581 | 0.12249 | 3.9167
3495 | 12.8089 | 4.5619 | 0.12414 | 4.3711
3496 | 11.9046 | 4.4437 | 0.12486 | 4.0628
3497 | 10.7946 | 4.5132 | 0.12783 | 3.6891
3498 | 10.8893 | 4.3564 | 0.12849 | 3.0931
3499 | 10.4962 | 4.6773 | 0.11834 | 2.47
3500 | 10.8802 | 4.3831 | 0.12 | 2.3974
3501 | 11.1803 | 4.4926 | 0.11666 | 2.3029
3502 | 11.5021 | 4.586 | 0.12906 | 2.3925
3503 | 10.5531 | 4.694 | 0.12188 | 2.3424
3504 | 11.1871 | 4.5412 | 0.12041 | 2.0936
3505 | 10.7597 | 4.7501 | 0.11904 | 2.3763
3506 | 10.8674 | 4.2966 | 0.12501 | 2.1602
3507 | 10.7294 | 4.6258 | 0.1198 | 2.1491
3508 | 10.4058 | 4.603 | 0.12553 | 2.0147
3509 | 10.9607 | 4.363 | 0.11371 | 2.1933
3510 | 11.4346 | 4.66 | 0.12219 | 2.3277
3511 | 12.0113 | 4.8604 | 0.11638 | 2.2095
3512 | 12.3343 | 4.8182 | 0.12731 | 2.4368
3513 | 12.4224 | 4.6066 | 0.12616 | 2.5095
3514 | 14.3924 | 4.686 | 0.11778 | 2.5516
3515 | 14.8133 | 4.3961 | 0.12812 | 3.214
3516 | 15.1008 | 4.8493 | 0.11747 | 4.2366
3517 | 14.8159 | 4.5114 | 0.12664 | 4.4933
3518 | 14.027 | 4.6012 | 0.11369 | 4.4609
3519 | 12.8215 | 4.8967 | 0.127 | 4.0947
3520 | 11.4466 | 4.5716 | 0.12216 | 3.5266
3521 | 10.4521 | 4.8068 | 0.11736 | 2.7606
3522 | 11.0304 | 4.7948 | 0.1149 | 2.4744
3523 | 11.1308 | 4.5624 | 0.12329 | 2.4179
3524 | 10.4922 | 4.699 | 0.12528 | 2.3246
3525 | 10.1251 | 4.6219 | 0.12656 | 2.3752
3526 | 10.6063 | 4.5077 | 0.11945 | 2.3933
3527 | 11.1508 | 4.4224 | 0.12301 | 2.1965
3528 | 10.9479 | 4.4037 | 0.12369 | 2.3523
3529 | 10.4028 | 4.7671 | 0.1283 | 2.2977
3530 | 11.181 | 4.6055 | 0.11443 | 2.2824
3531 | 10.798 | 4.5473 | 0.11367 | 2.1983
3532 | 10.1133 | 4.4934 | 0.13348 | 2.1643
3533 | 11.0214 | 4.6128 | 0.11119 | 2.3155
3534 | 11.3892 | 4.4995 | 0.13175 | 2.3119
3535 | 11.4169 | 4.4642 | 0.11659 | 2.4733
3536 | 12.5816 | 4.5762 | 0.12039 | 2.3424
3537 | 12.9166 | 4.6031 | 0.11594 | 2.3265
3538 | 14.1094 | 4.4696 | 0.11609 | 2.5785
3539 | 14.8055 | 4.6361 | 0.11953 | 2.7514
3540 | 15.4287 | 4.5913 | 0.12353 | 3.9785
3541 | 15.1342 | 4.6304 | 0.12166 | 5.4525
3542 | 13.1407 | 4.5457 | 0.11359 | 6.4631
3543 | 12.2231 | 4.6484 | 0.11887 | 7.3822
3544 | 11.0768 | 4.4434 | 0.12851 | 7.7329
3545 | 10.7598 | 4.5727 | 0.12346 | 8.0303
3546 | 10.4738 | 4.4164 | 0.11334 | 7.7778
3547 | 9.9209 | 4.7929 | 0.12936 | 7.29
3548 | 10.0359 | 4.2575 | 0.12544 | 6.3506
3549 | 10.5635 | 4.466 | 0.12137 | 4.3786
3550 | 10.6603 | 4.4181 | 0.12307 | 2.6509
3551 | 10.7041 | 4.7432 | 0.12165 | 2.4293
3552 | 10.0127 | 4.3649 | 0.11875 | 2.3296
3553 | 10.3336 | 4.7518 | 0.1294 | 2.1673
3554 | 10.7085 | 4.6008 | 0.1219 | 2.0575
3555 | 11.0208 | 4.359 | 0.13047 | 2.0854
3556 | 10.9296 | 4.8049 | 0.12268 | 2.11
3557 | 11.6432 | 4.7499 | 0.11882 | 2.0559
3558 | 11.3333 | 4.5478 | 0.11208 | 2.0873
3559 | 11.2562 | 4.5697 | 0.10927 | 2.1681
3560 | 12.4748 | 4.6262 | 0.12344 | 2.1855
3561 | 13.0684 | 4.3568 | 0.12711 | 2.2307
3562 | 15.0448 | 4.5805 | 0.13136 | 2.2675
3563 | 15.2609 | 4.0939 | 0.12566 | 2.4485
3564 | 15.9003 | 4.6637 | 0.12289 | 2.4421
3565 | 15.3471 | 4.5921 | 0.1195 | 2.3821
3566 | 14.2024 | 4.5379 | 0.12459 | 2.358
3567 | 12.7115 | 4.5334 | 0.12064 | 2.313
3568 | 11.7898 | 4.9551 | 0.1262 | 2.4533
3569 | 11.2619 | 4.634 | 0.12305 | 2.4728
3570 | 10.2903 | 4.7967 | 0.1199 | 2.3846
3571 | 10.3804 | 4.6245 | 0.136 | 2.3993
3572 | 10.9906 | 4.633 | 0.11931 | 2.2235
3573 | 11.5351 | 4.7404 | 0.1252 | 2.315
3574 | 11.0892 | 4.519 | 0.13063 | 1.9829
3575 | 10.6435 | 4.4085 | 0.11761 | 2.0011
3576 | 11.1833 | 4.3965 | 0.12207 | 1.8306
3577 | 10.8718 | 4.4152 | 0.12426 | 1.7103
3578 | 11.4746 | 4.61 | 0.12616 | 1.7722
3579 | 11.2505 | 4.6244 | 0.12737 | 1.8218
3580 | 11.1524 | 4.7659 | 0.12803 | 1.8938
3581 | 11.5431 | 4.5558 | 0.13351 | 1.8756
3582 | 11.2654 | 4.6228 | 0.12129 | 1.6554
3583 | 11.9649 | 4.2742 | 0.1264 | 1.9419
3584 | 12.1929 | 4.6117 | 0.12452 | 2.1418
3585 | 12.841 | 4.9128 | 0.13207 | 2.189
3586 | 14.5127 | 4.5363 | 0.1292 | 2.2749
3587 | 14.6834 | 4.6943 | 0.12059 | 2.5062
3588 | 15.3262 | 4.9001 | 0.12379 | 2.6354
3589 | 14.7849 | 4.6241 | 0.12324 | 2.5052
3590 | 14.0826 | 4.9185 | 0.1304 | 2.9587
3591 | 12.756 | 4.7189 | 0.12411 | 3.1931
3592 | 12.2425 | 4.5573 | 0.11967 | 3.2254
3593 | 10.7044 | 4.7419 | 0.1135 | 2.5118
3594 | 10.496 | 4.4844 | 0.1215 | 2.3168
3595 | 11.1351 | 4.5883 | 0.12077 | 2.3068
3596 | 10.9576 | 4.736 | 0.12632 | 2.2523
3597 | 10.8237 | 4.3069 | 0.11282 | 2.066
3598 | 11.1215 | 4.4573 | 0.12443 | 2.0083
3599 | 10.8321 | 4.5242 | 0.12286 | 1.9637
3600 | 10.5298 | 4.6674 | 0.13259 | 1.6084
3601 | 10.9675 | 4.6199 | 0.12401 | 1.7772
3602 | 11.6085 | 4.5413 | 0.12424 | 1.7545
3603 | 11.2322 | 4.5033 | 0.11803 | 1.6958
3604 | 11.4339 | 4.3934 | 0.12517 | 1.8871
3605 | 11.8786 | 4.7555 | 0.12551 | 1.7953
3606 | 11.5104 | 5.2437 | 0.12384 | 1.8248
3607 | 10.877 | 5.7102 | 0.14216 | 1.7911
3608 | 11.1446 | 5.9052 | 0.14548 | 1.8828
3609 | 10.6202 | 5.7298 | 0.14957 | 2.0407
3610 | 10.4361 | 5.0371 | 0.11842 | 2.1424
3611 | 10.7863 | 4.3147 | 0.1268 | 2.0354
3612 | 11.0453 | 4.4536 | 0.11309 | 2.9682
3613 | 10.0463 | 4.497 | 0.12219 | 3.9487
3614 | 10.0809 | 4.605 | 0.12145 | 4.662
3615 | 10.321 | 4.3763 | 0.12321 | 5.0644
3616 | 10.1354 | 4.5383 | 0.11371 | 4.7907
3617 | 10.431 | 4.6963 | 0.11278 | 4.519
3618 | 10.0889 | 4.3945 | 0.12047 | 3.7488
3619 | 10.5837 | 4.5028 | 0.12183 | 2.0626
3620 | 10.4757 | 4.8547 | 0.13065 | 2.1589
3621 | 10.7213 | 4.6293 | 0.12991 | 1.9379
3622 | 10.6071 | 4.4843 | 0.12838 | 1.8876
3623 | 11.4166 | 4.6376 | 0.12216 | 1.8306
3624 | 11.1908 | 4.5958 | 0.12181 | 1.6965
3625 | 11.2438 | 4.3597 | 0.12113 | 1.9118
3626 | 11.0879 | 4.7214 | 0.13086 | 1.8392
3627 | 10.6935 | 4.6382 | 0.12547 | 1.934
3628 | 11.3033 | 4.8972 | 0.1131 | 1.8501
3629 | 10.9154 | 4.6823 | 0.12584 | 1.803
3630 | 11.9993 | 4.888 | 0.12431 | 1.8552
3631 | 11.225 | 5.1695 | 0.11788 | 1.6672
3632 | 11.7138 | 5.5996 | 0.1279 | 1.8995
3633 | 11.29 | 5.525 | 0.11474 | 1.9297
3634 | 11.0027 | 4.474 | 0.12482 | 1.9249
3635 | 10.7496 | 4.7089 | 0.11449 | 2.1029
3636 | 10.7984 | 4.5221 | 0.11963 | 2.1613
3637 | 10.3107 | 4.8805 | 0.12747 | 2.1781
3638 | 10.8679 | 4.7217 | 0.12329 | 2.1816
3639 | 10.2851 | 4.5669 | 0.12525 | 1.9848
3640 | 10.6151 | 4.6074 | 0.12211 | 2.12
3641 | 11.0096 | 4.4107 | 0.12506 | 2.1541
3642 | 11.0489 | 4.4499 | 0.13087 | 2.0728
3643 | 10.8673 | 4.8031 | 0.1207 | 2.1112
3644 | 11.048 | 4.7648 | 0.1167 | 2.0163
3645 | 11.1873 | 4.6063 | 0.12173 | 1.9067
3646 | 10.9051 | 4.5407 | 0.11925 | 1.912
3647 | 11.3851 | 4.7705 | 0.12599 | 1.8585
3648 | 10.8761 | 4.6026 | 0.12106 | 1.7175
3649 | 10.7256 | 4.503 | 0.11865 | 1.7513
3650 | 11.1168 | 4.5319 | 0.11469 | 1.8596
3651 | 11.0033 | 4.7845 | 0.1168 | 1.6837
3652 | 11.2288 | 4.4013 | 0.12372 | 1.8728
3653 | 11.7688 | 4.3376 | 0.12776 | 1.7561
3654 | 11.3362 | 4.7513 | 0.12279 | 1.8227
3655 | 12.184 | 4.3879 | 0.12955 | 1.8842
3656 | 11.8797 | 4.5835 | 0.12549 | 1.9808
3657 | 12.9669 | 4.6832 | 0.11912 | 2.4243
3658 | 14.5211 | 4.6407 | 0.12355 | 2.3301
3659 | 15.1967 | 4.7125 | 0.11652 | 2.4061
3660 | 14.9969 | 4.5935 | 0.12336 | 2.5251
3661 | 15.4434 | 4.8044 | 0.1245 | 2.4114
3662 | 14.1563 | 4.5367 | 0.12464 | 2.3798
3663 | 12.4089 | 4.4131 | 0.12425 | 2.3936
3664 | 11.947 | 4.5211 | 0.13067 | 2.4684
3665 | 11.1118 | 4.5317 | 0.13128 | 2.2207
3666 | 11.0937 | 4.394 | 0.12367 | 2.3272
3667 | 11.1472 | 4.5771 | 0.12394 | 2.2211
3668 | 10.4647 | 4.4017 | 0.13197 | 2.0866
3669 | 10.9909 | 4.4914 | 0.1175 | 2.1178
3670 | 11.6068 | 4.5504 | 0.12147 | 1.9661
3671 | 11.5868 | 4.4985 | 0.12324 | 1.7483
3672 | 10.9901 | 4.5999 | 0.11891 | 1.8839
3673 | 11.1081 | 4.3056 | 0.11578 | 1.8416
3674 | 11.4359 | 4.5075 | 0.12516 | 1.7398
3675 | 11.3411 | 4.4366 | 0.12573 | 1.9102
3676 | 11.3843 | 4.403 | 0.12494 | 1.867
3677 | 11.6028 | 4.7201 | 0.12625 | 1.7274
3678 | 11.3099 | 5.347 | 0.11907 | 1.7899
3679 | 12.211 | 5.9615 | 0.11838 | 1.7067
3680 | 12.7244 | 6.3851 | 0.13457 | 1.9372
3681 | 13.1259 | 6.1633 | 0.13695 | 2.0732
3682 | 13.7696 | 4.9239 | 0.12216 | 2.1719
3683 | 15.3753 | 4.5435 | 0.12419 | 2.4073
3684 | 15.5278 | 4.7928 | 0.13198 | 2.4679
3685 | 14.8026 | 4.662 | 0.12152 | 2.3424
3686 | 13.6695 | 4.5809 | 0.12385 | 3.2348
3687 | 12.7574 | 4.7741 | 0.11443 | 3.783
3688 | 12.0564 | 4.3874 | 0.11733 | 4.0509
3689 | 10.7125 | 4.8258 | 0.11793 | 3.4577
3690 | 10.7086 | 4.5552 | 0.12361 | 2.5504
3691 | 11.0545 | 4.5499 | 0.12837 | 2.3331
3692 | 10.7813 | 4.65 | 0.12024 | 2.1925
3693 | 10.8276 | 4.6444 | 0.11784 | 2.3346
3694 | 11.2883 | 4.7138 | 0.11733 | 2.0336
3695 | 10.9359 | 4.7382 | 0.12345 | 1.9214
3696 | 10.9672 | 4.5251 | 0.12581 | 1.8752
3697 | 10.9882 | 4.5851 | 0.12164 | 1.8599
3698 | 11.4637 | 4.4149 | 0.12568 | 1.7846
3699 | 10.9297 | 4.6097 | 0.1236 | 1.827
3700 | 11.2935 | 4.59 | 0.11399 | 1.7691
3701 | 11.1947 | 4.9327 | 0.12765 | 1.6338
3702 | 11.1619 | 6.2888 | 0.1391 | 1.8322
3703 | 11.7965 | 7.2506 | 0.16129 | 1.7088
3704 | 12.9657 | 7.8423 | 0.17692 | 1.7832
3705 | 13.5442 | 7.5751 | 0.17235 | 1.8478
3706 | 14.8052 | 5.869 | 0.11445 | 1.9072
3707 | 15.2276 | 4.725 | 0.12107 | 2.0872
3708 | 16.2353 | 4.5109 | 0.1199 | 2.132
3709 | 15.2887 | 4.3728 | 0.11848 | 2.1147
3710 | 15.2523 | 4.3433 | 0.12641 | 2.1913
3711 | 13.0545 | 4.3402 | 0.12424 | 2.0641
3712 | 12.475 | 4.4933 | 0.12393 | 2.142
3713 | 11.5254 | 4.1627 | 0.12706 | 2.012
3714 | 10.9735 | 4.5557 | 0.12005 | 1.9476
3715 | 10.701 | 4.6745 | 0.12143 | 1.7879
3716 | 11.2638 | 4.715 | 0.12247 | 1.7263
3717 | 11.8818 | 4.2396 | 0.12628 | 1.9064
3718 | 10.9836 | 4.4558 | 0.127 | 1.6681
3719 | 11.7074 | 4.1624 | 0.1085 | 1.6079
3720 | 10.7511 | 4.9956 | 0.12565 | 1.6827
3721 | 11.3913 | 4.6182 | 0.12157 | 1.7931
3722 | 11.1471 | 4.4634 | 0.12456 | 1.753
3723 | 11.1633 | 5.0703 | 0.1304 | 1.7503
3724 | 11.5082 | 6.1952 | 0.12252 | 1.8638
3725 | 10.8899 | 5.8861 | 0.12903 | 1.7676
3726 | 11.2324 | 6.1677 | 0.13247 | 2.0082
3727 | 11.8512 | 6.2532 | 0.12182 | 1.8759
3728 | 12.5181 | 6.2192 | 0.13915 | 1.7634
3729 | 13.3513 | 6.5475 | 0.13751 | 1.8804
3730 | 14.6221 | 5.6999 | 0.12281 | 2.1944
3731 | 15.935 | 4.7595 | 0.12937 | 2.1295
3732 | 15.3833 | 4.7008 | 0.12356 | 2.2216
3733 | 14.9515 | 4.7256 | 0.12093 | 2.3362
3734 | 13.9728 | 4.494 | 0.11232 | 2.2468
3735 | 13.6466 | 4.7053 | 0.11972 | 2.3015
3736 | 11.8767 | 4.5265 | 0.12752 | 2.3666
3737 | 11.1035 | 4.4668 | 0.11156 | 2.4296
3738 | 10.7211 | 4.375 | 0.11971 | 2.4579
3739 | 10.8191 | 4.5597 | 0.13203 | 2.4273
3740 | 11.3167 | 4.8096 | 0.11845 | 2.3908
3741 | 11.3249 | 4.7034 | 0.12969 | 2.1866
3742 | 10.8758 | 4.6495 | 0.11909 | 2.0307
3743 | 10.9565 | 4.5101 | 0.1293 | 2.1872
3744 | 11.5421 | 4.7408 | 0.12112 | 1.9079
3745 | 11.3531 | 4.4796 | 0.12627 | 2.0218
3746 | 11.6043 | 4.5634 | 0.12317 | 1.859
3747 | 10.8945 | 4.5691 | 0.12455 | 1.729
3748 | 11.54 | 4.4907 | 0.12507 | 1.7666
3749 | 11.5888 | 4.5739 | 0.12289 | 1.8037
3750 | 12.042 | 4.3758 | 0.11048 | 1.8937
3751 | 11.5933 | 4.7046 | 0.13076 | 2.1104
3752 | 12.6818 | 4.5175 | 0.11502 | 1.9102
3753 | 13.7906 | 4.5092 | 0.1214 | 1.9481
3754 | 14.5892 | 4.5693 | 0.13034 | 1.8182
3755 | 15.8737 | 4.6153 | 0.12485 | 1.9348
3756 | 16.1826 | 4.4869 | 0.12424 | 1.9415
3757 | 15.2303 | 4.4548 | 0.12276 | 2.023
3758 | 15.3042 | 4.6094 | 0.12272 | 2.0015
3759 | 13.8881 | 4.7587 | 0.11507 | 2.1969
3760 | 12.1999 | 4.3361 | 0.11961 | 2.1216
3761 | 11.8564 | 4.5746 | 0.12103 | 2.1346
3762 | 10.9324 | 4.6258 | 0.12223 | 1.9991
3763 | 11.804 | 4.5442 | 0.13045 | 1.9071
3764 | 10.8265 | 4.6353 | 0.12576 | 2.1068
3765 | 11.0485 | 4.7027 | 0.12834 | 1.9438
3766 | 11.3005 | 4.534 | 0.12731 | 1.9885
3767 | 11.5122 | 4.7116 | 0.12626 | 1.6497
3768 | 11.2401 | 4.3218 | 0.11692 | 1.9425
3769 | 11.4404 | 4.518 | 0.12463 | 1.7038
3770 | 11.3171 | 4.5505 | 0.12519 | 1.824
3771 | 11.4598 | 4.3987 | 0.1148 | 1.7704
3772 | 11.0409 | 4.571 | 0.11731 | 1.6593
3773 | 11.5592 | 4.67 | 0.12419 | 1.7592
3774 | 11.1439 | 4.7264 | 0.12457 | 1.5896
3775 | 11.0138 | 5.0355 | 0.12189 | 1.8815
3776 | 11.1206 | 5.0274 | 0.12659 | 1.6944
3777 | 11.1405 | 5.1381 | 0.12567 | 1.883
3778 | 10.9607 | 4.8028 | 0.13063 | 1.9614
3779 | 10.8686 | 4.5618 | 0.12586 | 2.015
3780 | 11.2907 | 4.7436 | 0.12225 | 2.128
3781 | 11.1142 | 4.4644 | 0.12416 | 2.0739
3782 | 11.2344 | 4.7844 | 0.12749 | 1.9258
3783 | 11.151 | 4.6831 | 0.12738 | 2.0959
3784 | 10.7197 | 4.4694 | 0.11956 | 1.7941
3785 | 10.9637 | 4.5214 | 0.12942 | 2.0124
3786 | 11.5661 | 4.4014 | 0.1171 | 1.8098
3787 | 11.0944 | 4.5635 | 0.12591 | 1.7138
3788 | 10.987 | 4.4791 | 0.12283 | 1.9347
3789 | 11.2208 | 4.4811 | 0.12182 | 1.7382
3790 | 10.971 | 4.6623 | 0.12126 | 1.805
3791 | 11.3107 | 4.6639 | 0.11868 | 1.7184
3792 | 11.611 | 4.9169 | 0.12236 | 1.7503
3793 | 11.41 | 4.6961 | 0.121 | 1.8146
3794 | 11.3161 | 4.6507 | 0.12522 | 1.7789
3795 | 11.0818 | 4.2628 | 0.11161 | 1.9009
3796 | 10.8516 | 4.7844 | 0.12819 | 1.7596
3797 | 11.1473 | 5.181 | 0.11938 | 1.7853
3798 | 11.7999 | 5.9236 | 0.14468 | 1.7421
3799 | 10.9309 | 6.2044 | 0.15874 | 1.8779
3800 | 11.199 | 6.4654 | 0.17354 | 1.8941
3801 | 10.7177 | 6.5778 | 0.17862 | 1.7391
3802 | 11.307 | 6.2196 | 0.1685 | 1.8022
3803 | 11.1923 | 5.5957 | 0.12524 | 1.7832
3804 | 11.0537 | 4.8211 | 0.11934 | 1.9097
3805 | 11.4306 | 4.5312 | 0.11934 | 1.9315
3806 | 10.9874 | 4.5868 | 0.12087 | 1.7983
3807 | 10.68 | 4.3853 | 0.12964 | 1.8547
3808 | 11.2195 | 4.8295 | 0.12362 | 2.0023
3809 | 11.0584 | 4.4572 | 0.11941 | 1.8621
3810 | 11.1191 | 4.3764 | 0.12043 | 2.005
3811 | 11.1166 | 4.3453 | 0.12299 | 1.8403
3812 | 11.7178 | 4.6979 | 0.12277 | 1.8296
3813 | 10.7328 | 4.5621 | 0.11988 | 1.7997
3814 | 11.2412 | 4.5009 | 0.12065 | 1.6695
3815 | 11.4081 | 4.5852 | 0.11882 | 1.8679
3816 | 11.0607 | 4.7997 | 0.1243 | 1.6529
3817 | 11.1149 | 4.6283 | 0.11666 | 1.6785
3818 | 11.2663 | 5.179 | 0.12279 | 1.8299
3819 | 10.8342 | 5.7992 | 0.13524 | 1.8369
3820 | 11.5867 | 6.4768 | 0.17389 | 1.7352
3821 | 11.374 | 8.8456 | 0.23097 | 1.6917
3822 | 11.5221 | 9.1599 | 0.24428 | 1.7407
3823 | 12.0505 | 9.6674 | 0.24934 | 1.7055
3824 | 12.7769 | 9.5946 | 0.26339 | 1.8111
3825 | 13.6237 | 9.6189 | 0.25306 | 1.858
3826 | 14.874 | 7.8679 | 0.19183 | 1.8742
3827 | 15.5945 | 6.2986 | 0.12465 | 2.312
3828 | 15.8345 | 4.7646 | 0.1255 | 2.3228
3829 | 15.3132 | 4.5746 | 0.12902 | 2.2117
3830 | 14.1545 | 4.7862 | 0.13127 | 2.4362
3831 | 12.2455 | 4.3368 | 0.12378 | 2.1501
3832 | 11.8641 | 4.7353 | 0.1287 | 2.2867
3833 | 11.7055 | 4.5362 | 0.11817 | 2.339
3834 | 10.4708 | 4.7223 | 0.12113 | 2.2157
3835 | 11.3663 | 4.5597 | 0.12927 | 2.0217
3836 | 10.8295 | 4.6095 | 0.12559 | 2.104
3837 | 11.737 | 4.6638 | 0.11575 | 2.0005
3838 | 11.176 | 4.8465 | 0.11573 | 1.9131
3839 | 10.7734 | 4.5902 | 0.13568 | 1.8208
3840 | 11.8668 | 4.1666 | 0.10906 | 1.7654
3841 | 11.1993 | 4.335 | 0.12603 | 1.7318
3842 | 11.1384 | 4.7884 | 0.11305 | 1.6656
3843 | 10.8215 | 4.2977 | 0.1304 | 1.6881
3844 | 11.4205 | 4.9605 | 0.1252 | 1.8002
3845 | 11.258 | 5.1417 | 0.12269 | 1.8166
3846 | 11.2433 | 5.2959 | 0.11783 | 1.7302
3847 | 11.4527 | 5.8238 | 0.12046 | 1.7809
3848 | 12.7761 | 5.8896 | 0.1219 | 1.6907
3849 | 13.2508 | 5.9374 | 0.12697 | 1.8668
3850 | 14.4488 | 5.1887 | 0.11497 | 1.9277
3851 | 15.4371 | 4.7326 | 0.11986 | 2.3497
3852 | 16.4376 | 4.3474 | 0.12245 | 2.3535
3853 | 15.1499 | 4.5041 | 0.12097 | 2.2341
3854 | 14.315 | 4.5399 | 0.11692 | 2.3202
3855 | 13.1708 | 4.6374 | 0.12659 | 2.0663
3856 | 11.7665 | 4.4931 | 0.12145 | 2.202
3857 | 11.2813 | 4.8018 | 0.1192 | 2.2615
3858 | 11.0542 | 4.4134 | 0.12034 | 2.0648
3859 | 10.9499 | 4.6833 | 0.12822 | 2.0676
3860 | 10.356 | 4.2928 | 0.12098 | 2.1339
3861 | 11.4582 | 4.3356 | 0.12242 | 2.0632
3862 | 10.8946 | 4.5376 | 0.1231 | 2.0516
3863 | 11.1193 | 4.4465 | 0.1326 | 1.743
3864 | 11.3986 | 4.6924 | 0.12832 | 1.8551
3865 | 11.5722 | 4.5419 | 0.12126 | 1.8329
3866 | 11.4736 | 4.4387 | 0.13116 | 1.7855
3867 | 10.8311 | 4.428 | 0.11971 | 1.9344
3868 | 11.3341 | 4.6449 | 0.12821 | 1.6651
3869 | 11.0021 | 4.715 | 0.12038 | 1.7625
3870 | 10.8888 | 4.5736 | 0.12426 | 1.7784
3871 | 11.4824 | 4.6925 | 0.1259 | 1.8889
3872 | 12.7293 | 4.4931 | 0.12113 | 1.8793
3873 | 13.4653 | 4.9448 | 0.12041 | 1.94
3874 | 14.8913 | 4.2825 | 0.12367 | 2.1231
3875 | 15.4197 | 4.6895 | 0.12061 | 2.2765
3876 | 15.6017 | 4.5367 | 0.12799 | 2.2567
3877 | 15.3231 | 4.8988 | 0.12554 | 2.2731
3878 | 13.9424 | 4.4888 | 0.12435 | 2.4097
3879 | 12.8487 | 4.6259 | 0.11372 | 2.4486
3880 | 12.1422 | 4.6591 | 0.11907 | 2.5789
3881 | 10.6428 | 4.6801 | 0.12256 | 2.3396
3882 | 10.7976 | 4.4048 | 0.12397 | 2.3808
3883 | 10.4757 | 4.6015 | 0.12045 | 2.4213
3884 | 11.2429 | 4.5292 | 0.12371 | 2.3895
3885 | 11.0884 | 4.5856 | 0.117 | 2.3085
3886 | 10.714 | 4.5687 | 0.11886 | 2.0968
3887 | 11.2927 | 4.7547 | 0.12215 | 2.1145
3888 | 11.5751 | 4.5149 | 0.1318 | 2.0754
3889 | 11.0258 | 4.5768 | 0.12777 | 2.0648
3890 | 11.0074 | 4.4894 | 0.12701 | 1.7776
3891 | 10.8637 | 4.3868 | 0.12923 | 1.89
3892 | 11.8433 | 4.9969 | 0.12161 | 1.5654
3893 | 10.9484 | 4.4641 | 0.10548 | 1.8845
3894 | 11.3703 | 4.9085 | 0.11804 | 1.9554
3895 | 11.9745 | 4.493 | 0.12784 | 2.1412
3896 | 11.9396 | 4.6162 | 0.11662 | 2.3173
3897 | 13.0094 | 4.6077 | 0.1265 | 2.2431
3898 | 14.2198 | 4.5046 | 0.11574 | 2.2788
3899 | 14.8963 | 4.6622 | 0.12646 | 3.3235
3900 | 15.6721 | 4.4632 | 0.12024 | 2.5471
3901 | 14.5718 | 4.5641 | 0.12568 | 2.4291
3902 | 13.7961 | 4.5594 | 0.11162 | 2.4001
3903 | 13.3285 | 4.634 | 0.12915 | 2.5699
3904 | 11.6107 | 4.6988 | 0.12615 | 2.393
3905 | 11.1849 | 4.5798 | 0.12306 | 2.1649
3906 | 10.9975 | 4.4943 | 0.12714 | 2.2751
3907 | 10.7212 | 4.3673 | 0.11594 | 2.3019
3908 | 10.49 | 4.6453 | 0.12424 | 2.2588
3909 | 11.3234 | 4.6731 | 0.11146 | 2.218
3910 | 10.9758 | 4.5779 | 0.12538 | 2.0159
3911 | 10.141 | 4.6008 | 0.11914 | 2.3522
3912 | 10.7367 | 4.5508 | 0.12173 | 2.0886
3913 | 10.7599 | 4.5821 | 0.11654 | 2.2838
3914 | 11.2198 | 4.4402 | 0.11856 | 2.2153
3915 | 10.2256 | 4.8147 | 0.11931 | 2.3441
3916 | 11.1943 | 4.4129 | 0.12081 | 2.2017
3917 | 11.4507 | 4.5293 | 0.12213 | 2.1592
3918 | 10.9513 | 4.6596 | 0.12538 | 2.2641
3919 | 11.1489 | 4.4905 | 0.11958 | 2.2434
3920 | 12.1675 | 4.1858 | 0.12098 | 2.4157
3921 | 12.2149 | 4.5949 | 0.12337 | 2.5016
3922 | 14.0906 | 4.6545 | 0.12037 | 2.3509
3923 | 14.8689 | 4.4322 | 0.12966 | 2.4278
3924 | 15.3183 | 4.567 | 0.1245 | 2.524
3925 | 15.2889 | 4.696 | 0.11762 | 2.844
3926 | 13.8288 | 4.6563 | 0.119 | 3.2991
3927 | 12.1546 | 4.5516 | 0.12327 | 3.5257
3928 | 11.4154 | 5.001 | 0.11652 | 4.1431
3929 | 10.8841 | 4.5149 | 0.12113 | 4.0928
3930 | 10.2507 | 4.5588 | 0.12469 | 2.5386
3931 | 10.8066 | 4.6016 | 0.12305 | 3.4041
3932 | 10.6711 | 4.4137 | 0.12746 | 2.5088
3933 | 10.2737 | 4.5264 | 0.12125 | 2.6307
3934 | 10.8409 | 4.617 | 0.12426 | 2.4581
3935 | 10.4862 | 4.5995 | 0.12666 | 2.4335
3936 | 10.7014 | 4.2785 | 0.11873 | 2.4976
3937 | 11.1187 | 4.5134 | 0.12772 | 1.8251
3938 | 11.4258 | 4.7038 | 0.12088 | 1.8673
3939 | 11.2807 | 4.5962 | 0.11579 | 1.8396
3940 | 10.98 | 4.5074 | 0.12184 | 1.6711
3941 | 11.6945 | 4.6696 | 0.12527 | 1.8283
3942 | 11.4405 | 4.4656 | 0.12507 | 1.8952
3943 | 11.1991 | 4.5373 | 0.12094 | 1.912
3944 | 11.0331 | 4.6982 | 0.11955 | 1.7833
3945 | 10.6053 | 4.7275 | 0.12632 | 1.9038
3946 | 10.4479 | 4.494 | 0.11849 | 2.02
3947 | 9.951 | 4.4043 | 0.11922 | 2.3374
3948 | 10.2823 | 4.41 | 0.12339 | 2.2879
3949 | 10.3573 | 4.3618 | 0.12895 | 3.2849
3950 | 9.8334 | 4.4853 | 0.12212 | 3.755
3951 | 10.2843 | 4.1494 | 0.12092 | 3.9413
3952 | 9.683 | 4.8968 | 0.11751 | 3.8508
3953 | 10.4333 | 4.7427 | 0.12162 | 3.5106
3954 | 10.4837 | 4.8921 | 0.12376 | 2.759
3955 | 11.107 | 4.6847 | 0.12442 | 2.0077
3956 | 10.8548 | 4.4493 | 0.14038 | 2.0866
3957 | 10.7341 | 4.9017 | 0.12377 | 2.1416
3958 | 11.112 | 4.7868 | 0.11986 | 1.9774
3959 | 10.9928 | 4.5089 | 0.11788 | 1.9639
3960 | 11.2791 | 4.7006 | 0.11484 | 1.9121
3961 | 10.5713 | 4.9134 | 0.12019 | 1.7828
3962 | 11.189 | 4.5507 | 0.12163 | 1.7873
3963 | 11.4411 | 4.7388 | 0.12781 | 1.8934
3964 | 11.1578 | 4.5248 | 0.12496 | 1.9058
3965 | 11.7401 | 4.538 | 0.12443 | 1.9446
3966 | 10.8018 | 4.5217 | 0.13382 | 1.77
3967 | 11.4437 | 4.6854 | 0.12861 | 1.9983
3968 | 11.5433 | 4.4116 | 0.12271 | 1.9234
3969 | 11.1793 | 4.7311 | 0.1241 | 1.905
3970 | 11.1785 | 4.7799 | 0.128 | 1.938
3971 | 11.222 | 4.6943 | 0.12606 | 1.932
3972 | 10.8644 | 4.4954 | 0.12247 | 2.0578
3973 | 10.8294 | 4.7279 | 0.12423 | 1.8606
3974 | 10.8248 | 4.6747 | 0.12339 | 2.0913
3975 | 10.2455 | 4.5539 | 0.12834 | 2.2268
3976 | 10.5925 | 4.3581 | 0.12359 | 2.4905
3977 | 10.919 | 4.6315 | 0.11462 | 2.8676
3978 | 10.6223 | 4.4924 | 0.1253 | 2.9946
3979 | 10.4129 | 4.6079 | 0.11886 | 2.4413
3980 | 10.5973 | 4.8707 | 0.11866 | 2.092
3981 | 10.6786 | 4.6655 | 0.12329 | 2.1133
3982 | 10.342 | 4.5309 | 0.12531 | 2.1646
3983 | 10.6326 | 4.558 | 0.13715 | 2.1028
3984 | 11.2992 | 4.6897 | 0.11753 | 1.9483
3985 | 11.2432 | 4.3873 | 0.12115 | 2.1458
3986 | 11.3039 | 4.6147 | 0.12293 | 2.0889
3987 | 11.1137 | 4.8381 | 0.1313 | 2.0773
3988 | 11.0585 | 4.54 | 0.11857 | 1.9295
3989 | 11.3093 | 4.5782 | 0.12593 | 1.9895
3990 | 11.4384 | 4.6033 | 0.12369 | 1.986
3991 | 12.0132 | 4.6027 | 0.1217 | 2.0486
3992 | 12.2925 | 4.5101 | 0.11688 | 2.1732
3993 | 13.372 | 4.5932 | 0.12555 | 2.073
3994 | 14.1763 | 4.438 | 0.13097 | 2.2983
3995 | 15.1883 | 4.4922 | 0.1264 | 2.3664
3996 | 15.1559 | 4.6579 | 0.12101 | 2.3631
3997 | 15.1628 | 4.7687 | 0.12575 | 2.558
3998 | 14.4455 | 4.4486 | 0.12705 | 2.7751
3999 | 12.8969 | 4.6608 | 0.12676 | 3.6456
4000 | 12.1109 | 4.527 | 0.12885 | 3.498
4001 | 11.032 | 4.5626 | 0.11948 | 3.1066
4002 | 10.2898 | 4.8763 | 0.11197 | 2.431
4003 | 10.8465 | 4.7402 | 0.12005 | 2.4061
4004 | 10.6591 | 4.8178 | 0.11499 | 2.3296
4005 | 10.7181 | 4.7238 | 0.11887 | 2.2682
4006 | 10.5461 | 4.7771 | 0.13514 | 2.193
4007 | 11.0458 | 4.7269 | 0.12794 | 2.2674
4008 | 10.7994 | 4.7315 | 0.12507 | 2.0775
4009 | 10.4052 | 4.6324 | 0.12444 | 2.1587
4010 | 10.8563 | 4.4823 | 0.12021 | 2.0353
4011 | 10.9688 | 4.5566 | 0.13547 | 2.1566
4012 | 10.4127 | 4.5092 | 0.11699 | 2.0431
4013 | 10.9772 | 4.5569 | 0.12868 | 2.0616
4014 | 11.0841 | 4.4907 | 0.12135 | 2.4218
4015 | 11.1994 | 4.4325 | 0.12666 | 2.2667
4016 | 12.2238 | 4.7489 | 0.13003 | 2.2786
4017 | 13.2665 | 4.4304 | 0.11981 | 2.3219
4018 | 14.431 | 4.8239 | 0.12842 | 2.3655
4019 | 14.9266 | 4.5446 | 0.12689 | 2.3687
4020 | 15.8615 | 4.8448 | 0.12586 | 2.4232
4021 | 15.6189 | 4.459 | 0.12808 | 2.4038
4022 | 14.1565 | 4.8122 | 0.11533 | 2.2844
4023 | 12.7011 | 4.6676 | 0.13236 | 2.5542
4024 | 11.4937 | 4.8419 | 0.1171 | 2.5672
4025 | 11.4733 | 4.6193 | 0.11556 | 2.3886
4026 | 10.3331 | 4.6308 | 0.12009 | 2.4958
4027 | 10.5621 | 4.3604 | 0.11905 | 2.524
4028 | 10.8448 | 4.2797 | 0.12233 | 2.3227
4029 | 10.5285 | 4.4136 | 0.12468 | 2.3439
4030 | 10.5469 | 4.7908 | 0.11844 | 2.2193
4031 | 10.4371 | 4.8872 | 0.12552 | 2.2166
4032 | 11.3122 | 4.5868 | 0.12619 | 2.0521
4033 | 10.5303 | 4.3725 | 0.13068 | 2.2023
4034 | 10.9303 | 4.2937 | 0.11543 | 2.1259
4035 | 10.9551 | 4.5237 | 0.12169 | 2.176
4036 | 10.9106 | 4.4619 | 0.11476 | 2.1861
4037 | 10.9491 | 4.7592 | 0.11839 | 2.2863
4038 | 10.7469 | 4.7278 | 0.12425 | 2.3432
4039 | 11.329 | 4.6213 | 0.12253 | 2.3785
4040 | 11.6134 | 4.4403 | 0.12878 | 2.59
4041 | 12.313 | 4.7498 | 0.11743 | 3.6977
4042 | 13.9369 | 4.572 | 0.12523 | 6.1032
4043 | 14.6828 | 4.7087 | 0.11472 | 7.172
4044 | 14.9607 | 4.4374 | 0.11922 | 7.7052
4045 | 14.201 | 4.5715 | 0.13256 | 5.9537
4046 | 13.4715 | 4.4994 | 0.11908 | 4.4132
4047 | 12.6986 | 4.5581 | 0.12394 | 3.3227
4048 | 11.8138 | 4.6277 | 0.12645 | 2.5651
4049 | 11.6008 | 4.6003 | 0.11998 | 2.4856
4050 | 10.7686 | 4.4899 | 0.12726 | 2.5249
4051 | 10.5809 | 4.672 | 0.12337 | 2.4431
4052 | 11.1716 | 4.4412 | 0.12388 | 2.3134
4053 | 10.7845 | 4.7714 | 0.12654 | 2.3075
4054 | 10.5525 | 4.5344 | 0.12532 | 2.3854
4055 | 10.7868 | 4.7004 | 0.12585 | 2.5288
4056 | 10.6422 | 4.6276 | 0.12642 | 2.6554
4057 | 10.3672 | 4.7128 | 0.11748 | 2.4625
4058 | 10.7503 | 4.6525 | 0.11714 | 2.4309
4059 | 10.2641 | 4.6585 | 0.11927 | 2.5585
4060 | 10.693 | 4.4671 | 0.1218 | 2.4297
4061 | 10.7023 | 4.6646 | 0.12521 | 2.3976
4062 | 11.388 | 4.4032 | 0.11694 | 2.9859
4063 | 10.8767 | 4.3892 | 0.11805 | 4.2155
4064 | 11.2598 | 4.8347 | 0.12217 | 5.6239
4065 | 12.3398 | 4.4913 | 0.12224 | 6.6067
4066 | 13.8283 | 4.6758 | 0.12896 | 7.7784
4067 | 14.3816 | 4.914 | 0.12331 | 8.6007
4068 | 15.2137 | 4.6896 | 0.13139 | 9.017
4069 | 14.0992 | 4.5842 | 0.11684 | 9.7306
4070 | 13.1156 | 4.5502 | 0.1208 | 10.2687
4071 | 12.0902 | 4.3741 | 0.12943 | 10.6701
4072 | 11.4648 | 4.6318 | 0.12065 | 10.9956
4073 | 10.5919 | 4.7496 | 0.12478 | 11.1009
4074 | 9.9567 | 4.4964 | 0.12562 | 10.3744
4075 | 10.3075 | 4.9236 | 0.12305 | 9.903
4076 | 10.1441 | 4.521 | 0.12446 | 8.6318
4077 | 10.1123 | 4.7809 | 0.11964 | 7.8943
4078 | 10.2248 | 4.477 | 0.12162 | 5.7299
4079 | 10.4403 | 4.5843 | 0.12896 | 4.8397
4080 | 10.6798 | 4.6932 | 0.12835 | 3.3237
4081 | 10.4428 | 4.7677 | 0.13133 | 2.4456
4082 | 10.1875 | 4.3955 | 0.11933 | 2.3113
4083 | 10.9704 | 4.6231 | 0.12491 | 2.239
4084 | 10.844 | 4.537 | 0.12576 | 2.4478
4085 | 10.7299 | 4.5068 | 0.12669 | 2.3681
4086 | 10.8859 | 4.6118 | 0.12612 | 2.5683
4087 | 10.7957 | 4.6431 | 0.12623 | 2.3146
4088 | 12.1583 | 4.7826 | 0.12116 | 3.6302
4089 | 12.8435 | 4.6085 | 0.12018 | 4.6415
4090 | 13.9114 | 4.7113 | 0.12515 | 6.0028
4091 | 15.1877 | 4.4479 | 0.13439 | 7.5562
4092 | 15.105 | 4.655 | 0.1276 | 8.8885
4093 | 14.2237 | 4.6432 | 0.12489 | 10.1874
4094 | 13.9181 | 4.6271 | 0.10723 | 11.2492
4095 | 12.391 | 4.5742 | 0.12112 | 11.7531
4096 | 10.6712 | 4.5333 | 0.11956 | 12.1745
4097 | 10.6062 | 4.6659 | 0.12324 | 11.9802
4098 | 10.0042 | 4.7475 | 0.11945 | 11.584
4099 | 10.5445 | 4.6154 | 0.12525 | 10.6785
4100 | 10.3147 | 4.6598 | 0.12411 | 9.2986
4101 | 9.7324 | 4.7834 | 0.12385 | 8.036
4102 | 10.785 | 4.6029 | 0.12883 | 5.7544
4103 | 10.9061 | 4.6431 | 0.12721 | 3.4108
4104 | 11.0249 | 4.3859 | 0.13001 | 2.5889
4105 | 10.4743 | 4.5786 | 0.11941 | 2.0961
4106 | 10.6211 | 4.4673 | 0.12158 | 2.0858
4107 | 10.8435 | 4.5593 | 0.13157 | 2.0702
4108 | 10.9413 | 4.69 | 0.12726 | 1.9098
4109 | 10.7247 | 4.8182 | 0.13069 | 2.0434
4110 | 10.9078 | 4.5605 | 0.12353 | 1.9694
4111 | 11.1753 | 4.6242 | 0.11442 | 1.8815
4112 | 10.687 | 4.5148 | 0.11817 | 3.0811
4113 | 10.1422 | 4.8698 | 0.12899 | 4.4975
4114 | 10.1089 | 4.5382 | 0.12054 | 5.79
4115 | 9.9617 | 4.8222 | 0.12158 | 7.0353
4116 | 9.9679 | 4.5689 | 0.12087 | 7.3215
4117 | 9.8156 | 4.657 | 0.11966 | 7.1996
4118 | 9.7923 | 4.6682 | 0.11849 | 7.242
4119 | 10.0411 | 4.4116 | 0.1149 | 7.0854
4120 | 9.7627 | 4.5331 | 0.12459 | 6.6522
4121 | 9.7409 | 4.8222 | 0.12139 | 5.9156
4122 | 10.5419 | 4.6225 | 0.12899 | 5.383
4123 | 9.5981 | 4.6603 | 0.11553 | 4.2207
4124 | 10.2277 | 4.6584 | 0.11715 | 3.4061
4125 | 10.4893 | 4.5366 | 0.11951 | 2.306
4126 | 10.6642 | 4.3247 | 0.12487 | 2.0749
4127 | 11.0789 | 4.6395 | 0.12355 | 2.049
4128 | 10.9461 | 4.7569 | 0.12477 | 1.9554
4129 | 10.8253 | 4.918 | 0.11182 | 2.0572
4130 | 9.704 | 4.4632 | 0.12641 | 1.8616
4131 | 11.2466 | 4.4671 | 0.12442 | 1.8793
4132 | 10.8364 | 4.526 | 0.12743 | 1.872
4133 | 10.8031 | 4.4056 | 0.11469 | 1.8585
4134 | 10.5177 | 4.789 | 0.12419 | 1.8816
4135 | 11.2782 | 4.767 | 0.12659 | 2.0631
4136 | 11.189 | 4.4003 | 0.12363 | 1.9754
4137 | 10.6668 | 4.4434 | 0.12456 | 2.249
4138 | 10.2804 | 4.5047 | 0.11837 | 3.5629
4139 | 10.2394 | 4.4195 | 0.13677 | 4.5704
4140 | 9.949 | 4.5022 | 0.11746 | 5.4781
4141 | 10.5273 | 4.9422 | 0.11834 | 6.2335
4142 | 9.5697 | 4.5055 | 0.12045 | 6.6746
4143 | 9.2681 | 5.024 | 0.12745 | 6.8675
4144 | 10.0506 | 4.6235 | 0.1275 | 6.5955
4145 | 9.7465 | 4.357 | 0.12828 | 6.2552
4146 | 9.7992 | 4.711 | 0.12219 | 5.4403
4147 | 10.0996 | 4.5857 | 0.12414 | 4.4655
4148 | 10.2427 | 4.5565 | 0.11704 | 3.6485
4149 | 10.661 | 4.7128 | 0.12415 | 2.5989
4150 | 10.5254 | 4.6555 | 0.12784 | 2.0461
4151 | 10.3886 | 4.3287 | 0.12252 | 2.0996
4152 | 10.6475 | 5.013 | 0.1136 | 2.0182
4153 | 10.4851 | 4.6301 | 0.13039 | 2.3007
4154 | 11.0437 | 4.357 | 0.13092 | 2.1417
4155 | 10.1293 | 4.5343 | 0.12086 | 2.4403
4156 | 10.2578 | 4.4949 | 0.11955 | 2.3099
4157 | 10.8221 | 4.6221 | 0.11666 | 2.3525
4158 | 10.6243 | 4.3352 | 0.11867 | 2.3016
4159 | 10.9802 | 4.4368 | 0.13331 | 2.3838
4160 | 12.1341 | 4.7318 | 0.11369 | 2.5298
4161 | 12.9422 | 4.5868 | 0.12299 | 3.2939
4162 | 13.9962 | 4.2558 | 0.12295 | 4.4425
4163 | 14.557 | 4.7623 | 0.11811 | 5.6725
4164 | 14.6192 | 4.4679 | 0.12167 | 6.5413
4165 | 13.9838 | 4.749 | 0.12929 | 7.0892
4166 | 13.3131 | 4.5091 | 0.11516 | 7.738
4167 | 12.5279 | 4.7356 | 0.11926 | 7.9627
4168 | 11.5277 | 4.6414 | 0.13064 | 8.0626
4169 | 11.2446 | 4.5451 | 0.12087 | 7.7302
4170 | 10.4577 | 4.7851 | 0.12152 | 7.0884
4171 | 10.2289 | 4.498 | 0.12615 | 6.6288
4172 | 10.4514 | 4.3748 | 0.1215 | 5.7096
4173 | 10.212 | 4.5981 | 0.11859 | 4.6174
4174 | 10.9709 | 4.4642 | 0.12727 | 3.0656
4175 | 10.2108 | 4.4234 | 0.1214 | 2.5234
4176 | 10.4748 | 4.2504 | 0.12348 | 2.1714
4177 | 11.3752 | 4.6306 | 0.11956 | 2.2189
4178 | 10.3202 | 4.6828 | 0.11271 | 2.2646
4179 | 10.6974 | 4.7529 | 0.11803 | 2.1188
4180 | 10.7981 | 4.4749 | 0.12155 | 2.2692
4181 | 11.0162 | 4.9398 | 0.12271 | 2.3756
4182 | 11.4707 | 4.6307 | 0.11843 | 2.2598
4183 | 10.9919 | 4.4989 | 0.1153 | 2.325
4184 | 11.6753 | 4.6753 | 0.12875 | 2.3517
4185 | 12.5095 | 4.6753 | 0.12398 | 2.6095
4186 | 14.0645 | 4.6299 | 0.11861 | 3.1284
4187 | 14.5716 | 4.3731 | 0.12182 | 4.3547
4188 | 15.3689 | 4.8144 | 0.12505 | 5.1921
4189 | 15.1072 | 4.8294 | 0.12196 | 5.9791
4190 | 14.4754 | 4.5476 | 0.12559 | 6.6107
4191 | 12.6057 | 4.2639 | 0.11392 | 6.8319
4192 | 11.514 | 4.4765 | 0.12926 | 6.5537
4193 | 10.7237 | 4.4651 | 0.1264 | 6.484
4194 | 10.339 | 4.6542 | 0.12962 | 5.7027
4195 | 10.217 | 4.4781 | 0.13116 | 5.0171
4196 | 10.7311 | 4.3579 | 0.12546 | 3.7442
4197 | 10.6095 | 4.4818 | 0.11648 | 2.7806
4198 | 10.4417 | 4.5766 | 0.12502 | 2.4407
4199 | 10.6984 | 4.8733 | 0.12679 | 2.314
4200 | 10.4788 | 4.3731 | 0.12115 | 2.3382
4201 | 10.8313 | 4.5724 | 0.12792 | 2.2378
4202 | 10.8145 | 4.6209 | 0.12344 | 2.3258
4203 | 10.513 | 4.6077 | 0.12387 | 2.2687
4204 | 10.4975 | 4.4283 | 0.11359 | 2.2322
4205 | 10.738 | 4.7923 | 0.11775 | 2.2174
4206 | 10.7418 | 4.6186 | 0.11913 | 2.1657
4207 | 11.2219 | 4.6233 | 0.12417 | 2.531
4208 | 11.6192 | 4.6399 | 0.12522 | 2.4788
4209 | 13.0258 | 4.511 | 0.12351 | 4.3398
4210 | 13.67 | 4.3002 | 0.12078 | 5.9486
4211 | 14.7211 | 4.4752 | 0.11857 | 7.0957
4212 | 14.6284 | 4.6336 | 0.12885 | 8.1671
4213 | 14.5849 | 4.7033 | 0.1228 | 9.6029
4214 | 13.944 | 4.3887 | 0.12586 | 10.8352
4215 | 12.2559 | 4.4156 | 0.12285 | 11.6971
4216 | 11.3035 | 4.3497 | 0.1188 | 12.2851
4217 | 9.9728 | 4.5697 | 0.12142 | 12.45
4218 | 9.8023 | 4.6206 | 0.12957 | 12.7723
4219 | 10.2515 | 4.7915 | 0.13381 | 11.9325
4220 | 10.5466 | 4.7416 | 0.12469 | 10.4849
4221 | 9.5892 | 4.7239 | 0.12154 | 9.0124
4222 | 10.2523 | 4.7215 | 0.12245 | 5.7068
4223 | 10.124 | 4.7493 | 0.11536 | 2.6622
4224 | 11.0333 | 4.5555 | 0.1189 | 2.4102
4225 | 10.8383 | 4.4158 | 0.11393 | 2.2731
4226 | 11.4662 | 4.7514 | 0.13403 | 2.0328
4227 | 10.4419 | 4.7206 | 0.11797 | 1.9202
4228 | 10.3799 | 4.6119 | 0.11973 | 1.8292
4229 | 11.128 | 4.4367 | 0.12872 | 1.956
4230 | 11.4815 | 4.6765 | 0.12273 | 2.0987
4231 | 11.2924 | 4.4399 | 0.1332 | 2.1956
4232 | 11.9712 | 4.4497 | 0.12556 | 2.2123
4233 | 12.9012 | 4.3722 | 0.12335 | 2.1792
4234 | 14.219 | 4.5452 | 0.12301 | 2.5102
4235 | 14.8524 | 4.4268 | 0.11764 | 3.278
4236 | 15.0403 | 4.8341 | 0.11352 | 4.9203
4237 | 14.3221 | 4.5284 | 0.12858 | 6.0843
4238 | 13.8383 | 4.617 | 0.12922 | 6.8851
4239 | 12.7637 | 4.378 | 0.12601 | 7.4171
4240 | 11.8241 | 4.4905 | 0.12577 | 7.3738
4241 | 10.5805 | 4.6123 | 0.12746 | 6.9301
4242 | 10.6573 | 4.6448 | 0.11555 | 5.8975
4243 | 10.233 | 4.6414 | 0.13258 | 4.3799
4244 | 10.9083 | 4.5273 | 0.12035 | 2.5442
4245 | 10.7106 | 4.6441 | 0.11888 | 2.3207
4246 | 10.902 | 4.6534 | 0.12061 | 2.15
4247 | 10.9916 | 4.3027 | 0.12537 | 2.1136
4248 | 11.1743 | 4.7519 | 0.12039 | 2.0298
4249 | 11.4678 | 4.5595 | 0.1281 | 2.02
4250 | 11.1049 | 4.4503 | 0.11943 | 1.6699
4251 | 11.7315 | 4.6276 | 0.12559 | 1.7449
4252 | 11.1435 | 4.6812 | 0.12145 | 1.8507
4253 | 11.4529 | 4.729 | 0.13359 | 1.7241
4254 | 11.3663 | 4.4003 | 0.12017 | 1.7868
4255 | 11.6415 | 4.6126 | 0.12894 | 1.87
4256 | 12.9601 | 4.5422 | 0.12321 | 1.8915
4257 | 13.19 | 4.7882 | 0.11095 | 2.1899
4258 | 14.4492 | 4.3928 | 0.12772 | 2.4327
4259 | 15.1279 | 4.5419 | 0.12469 | 2.6067
4260 | 14.9482 | 4.357 | 0.12403 | 4.2941
4261 | 14.5412 | 4.6914 | 0.1229 | 5.8606
4262 | 14.0618 | 4.5858 | 0.12316 | 7.207
4263 | 12.4967 | 4.4554 | 0.11329 | 7.637
4264 | 11.5277 | 4.6371 | 0.12689 | 7.9027
4265 | 10.4204 | 4.4761 | 0.11832 | 7.6994
4266 | 10.1833 | 4.6736 | 0.12038 | 6.2717
4267 | 10.2734 | 4.4198 | 0.12708 | 4.5143
4268 | 10.3045 | 4.5212 | 0.11726 | 2.474
4269 | 10.252 | 4.5183 | 0.11713 | 2.3488
4270 | 10.351 | 4.5391 | 0.12839 | 2.2063
4271 | 10.7709 | 4.6669 | 0.12762 | 2.0507
4272 | 11.4136 | 4.5329 | 0.11297 | 2.0747
4273 | 11.4143 | 4.6296 | 0.12016 | 1.9543
4274 | 11.3059 | 4.4993 | 0.11526 | 1.8014
4275 | 11.6306 | 4.7734 | 0.12434 | 1.7088
4276 | 10.4426 | 4.6291 | 0.12604 | 1.8548
4277 | 10.7841 | 4.6462 | 0.1285 | 1.7456
4278 | 10.5054 | 4.698 | 0.12735 | 1.8397
4279 | 11.0676 | 4.4642 | 0.11384 | 1.9406
4280 | 11.0031 | 4.6458 | 0.1149 | 2.1017
4281 | 10.7992 | 4.6511 | 0.12466 | 1.9266
4282 | 10.2597 | 4.7108 | 0.11632 | 1.9938
4283 | 10.642 | 4.5777 | 0.11707 | 2.1075
4284 | 10.4586 | 4.3888 | 0.12764 | 2.5467
4285 | 10.2813 | 4.5923 | 0.13057 | 3.4566
4286 | 10.2214 | 4.6316 | 0.11856 | 3.9381
4287 | 10.1994 | 4.3128 | 0.12458 | 4.4533
4288 | 9.9244 | 4.6205 | 0.12664 | 4.4034
4289 | 10.3048 | 4.2628 | 0.12617 | 3.9415
4290 | 10.2298 | 4.763 | 0.12512 | 3.5066
4291 | 10.2137 | 4.4859 | 0.11493 | 2.6338
4292 | 11.0142 | 4.6397 | 0.11767 | 2.0602
4293 | 11.0601 | 4.4614 | 0.12832 | 2.103
4294 | 10.5386 | 4.5349 | 0.12231 | 1.9743
4295 | 11.3626 | 4.7973 | 0.12384 | 1.8086
4296 | 10.9092 | 4.5871 | 0.13177 | 1.8292
4297 | 10.7587 | 4.2943 | 0.1271 | 1.8074
4298 | 10.9778 | 4.8145 | 0.11601 | 1.9662
4299 | 11.0312 | 4.5241 | 0.12299 | 1.78
4300 | 11.4999 | 4.5764 | 0.11965 | 1.8786
4301 | 10.7738 | 4.2148 | 0.11231 | 1.9279
4302 | 10.9467 | 4.5938 | 0.1179 | 1.827
4303 | 11.2611 | 4.4829 | 0.11592 | 1.9905
4304 | 10.7292 | 4.8253 | 0.11629 | 2.0869
4305 | 10.8033 | 4.8228 | 0.11801 | 2.0073
4306 | 10.8826 | 4.5831 | 0.12691 | 1.9627
4307 | 10.829 | 4.5843 | 0.12841 | 2.1477
4308 | 10.762 | 4.8503 | 0.1177 | 1.9807
4309 | 10.5589 | 4.5375 | 0.12484 | 2.0913
4310 | 11.0162 | 4.5021 | 0.11507 | 1.9998
4311 | 10.9399 | 4.532 | 0.12373 | 2.1369
4312 | 10.6018 | 4.6779 | 0.12335 | 1.9628
4313 | 10.8711 | 4.3929 | 0.12817 | 1.875
4314 | 9.9157 | 4.5289 | 0.1297 | 2.039
4315 | 11.0956 | 4.1776 | 0.11887 | 1.9941
4316 | 11.2781 | 4.6311 | 0.12232 | 2.0662
4317 | 11.0729 | 4.3765 | 0.11994 | 2.0107
4318 | 10.344 | 4.5539 | 0.12638 | 2.0002
4319 | 10.8632 | 4.8903 | 0.12431 | 1.8996
4320 | 11.0519 | 4.6208 | 0.12029 | 1.8502
4321 | 11.0736 | 4.3717 | 0.1234 | 2.1031
4322 | 11.0886 | 4.3681 | 0.1173 | 2.0389
4323 | 10.5313 | 4.6332 | 0.1205 | 2.141
4324 | 11.1636 | 4.6096 | 0.12652 | 1.9053
4325 | 10.6427 | 4.6521 | 0.12505 | 1.9509
4326 | 10.7619 | 4.2545 | 0.1204 | 2.1881
4327 | 11.3934 | 4.6105 | 0.12187 | 2.1078
4328 | 11.8411 | 4.5352 | 0.12988 | 2.2362
4329 | 13.0593 | 4.7889 | 0.11881 | 2.3738
4330 | 14.0141 | 4.5239 | 0.12499 | 2.3115
4331 | 15.1715 | 4.587 | 0.12622 | 2.5451
4332 | 15.6402 | 4.6899 | 0.11606 | 2.442
4333 | 14.8698 | 4.5975 | 0.12749 | 2.4599
4334 | 14.3591 | 4.8201 | 0.12776 | 3.1179
4335 | 12.0527 | 4.6983 | 0.11092 | 3.5853
4336 | 11.8412 | 4.5441 | 0.11488 | 3.4525
4337 | 10.7724 | 4.6242 | 0.11624 | 3.1027
4338 | 10.9374 | 4.3801 | 0.12809 | 2.9012
4339 | 10.2675 | 4.4852 | 0.13528 | 2.4824
4340 | 10.3205 | 4.7447 | 0.12396 | 2.2416
4341 | 10.7977 | 4.6115 | 0.12261 | 2.6015
4342 | 10.3693 | 4.5246 | 0.12942 | 2.4191
4343 | 10.9007 | 4.5824 | 0.1184 | 2.4821
4344 | 10.3645 | 4.5659 | 0.12497 | 2.5088
4345 | 10.7951 | 4.5909 | 0.12603 | 2.3626
4346 | 10.4214 | 4.7739 | 0.12305 | 2.2538
4347 | 10.9457 | 4.5482 | 0.12263 | 2.1147
4348 | 11.0041 | 4.4921 | 0.12091 | 2.2089
4349 | 10.6409 | 4.4131 | 0.11811 | 2.0864
4350 | 10.737 | 4.6455 | 0.12775 | 2.128
4351 | 11.8748 | 4.6374 | 0.11095 | 2.2332
4352 | 11.8322 | 4.4191 | 0.12188 | 2.2897
4353 | 13.0674 | 4.5609 | 0.12791 | 2.3442
4354 | 14.0332 | 4.5974 | 0.12065 | 2.2559
4355 | 15.1358 | 4.6348 | 0.11839 | 2.4435
4356 | 15.3674 | 4.5097 | 0.12796 | 2.4185
4357 | 14.7528 | 4.8034 | 0.12717 | 2.5526
4358 | 13.8353 | 4.2084 | 0.12761 | 3.7459
4359 | 12.7769 | 4.6929 | 0.12728 | 4.8858
4360 | 11.8149 | 4.6227 | 0.12318 | 5.4007
4361 | 10.8353 | 4.4056 | 0.12063 | 5.9916
4362 | 10.425 | 4.6979 | 0.12399 | 6.0979
4363 | 10.5521 | 4.695 | 0.12178 | 5.5017
4364 | 9.8824 | 4.3215 | 0.12131 | 5.1526
4365 | 10.3769 | 4.5814 | 0.11995 | 4.25
4366 | 10.8673 | 4.702 | 0.12038 | 3.0145
4367 | 10.4176 | 4.628 | 0.1261 | 2.6892
4368 | 10.7537 | 4.8402 | 0.12227 | 2.4671
4369 | 10.6824 | 4.4592 | 0.11949 | 2.4227
4370 | 10.5112 | 4.5052 | 0.11557 | 2.2759
4371 | 11.0858 | 4.3485 | 0.12391 | 2.3421
4372 | 10.9547 | 4.7756 | 0.12745 | 2.1711
4373 | 10.6545 | 4.4206 | 0.1238 | 2.3032
4374 | 10.3071 | 4.361 | 0.12135 | 2.2451
4375 | 11.0686 | 4.6264 | 0.12684 | 2.5031
4376 | 12.1785 | 4.4815 | 0.11051 | 2.5115
4377 | 12.7637 | 4.8042 | 0.12343 | 3.8349
4378 | 13.6085 | 4.3987 | 0.13243 | 4.1705
4379 | 14.6202 | 4.4984 | 0.11761 | 5.4805
4380 | 15.2871 | 4.5699 | 0.12505 | 6.6075
4381 | 14.3879 | 4.6692 | 0.11981 | 7.2741
4382 | 14.4427 | 4.476 | 0.1295 | 7.1115
4383 | 12.2871 | 4.5591 | 0.11836 | 7.1876
4384 | 11.4941 | 4.6783 | 0.1155 | 8.8224
4385 | 10.7408 | 4.6408 | 0.12303 | 8.9132
4386 | 10.2389 | 4.4654 | 0.11827 | 8.9941
4387 | 10.6672 | 4.4863 | 0.11728 | 7.9764
4388 | 10.5142 | 4.4291 | 0.12452 | 6.8125
4389 | 10.2168 | 4.6268 | 0.11909 | 5.359
4390 | 11.1583 | 4.665 | 0.12099 | 2.9993
4391 | 11.2892 | 4.9091 | 0.12762 | 2.4901
4392 | 10.6977 | 4.4567 | 0.12611 | 2.2974
4393 | 10.4586 | 4.5426 | 0.12573 | 2.3554
4394 | 10.8157 | 4.656 | 0.11742 | 2.0108
4395 | 11.0576 | 4.4965 | 0.12173 | 2.0832
4396 | 11.3905 | 4.3209 | 0.11829 | 2.0408
4397 | 10.5211 | 4.6346 | 0.11631 | 1.9611
4398 | 10.6562 | 4.2371 | 0.11797 | 2.1009
4399 | 10.9687 | 4.868 | 0.11691 | 2.3698
4400 | 11.7953 | 4.5419 | 0.1337 | 2.3385
4401 | 12.3978 | 4.4577 | 0.11946 | 4.17
4402 | 13.6563 | 4.8129 | 0.11349 | 6.899
4403 | 14.1424 | 4.612 | 0.12877 | 9.4804
4404 | 14.5521 | 4.3936 | 0.11666 | 11.8476
4405 | 14.6269 | 4.3145 | 0.12296 | 13.4339
4406 | 12.6964 | 4.5212 | 0.12219 | 14.6498
4407 | 12.7067 | 4.4669 | 0.1196 | 15.2051
4408 | 10.5489 | 4.4886 | 0.12919 | 15.6084
4409 | 9.6682 | 4.5047 | 0.12544 | 15.0379
4410 | 9.5818 | 4.4529 | 0.11662 | 13.6808
4411 | 10.3025 | 4.3864 | 0.11593 | 11.7861
4412 | 10.2199 | 4.6607 | 0.1273 | 9.6037
4413 | 9.761 | 4.6066 | 0.11688 | 7.2433
4414 | 10.4068 | 4.6632 | 0.12753 | 4.7966
4415 | 10.4441 | 4.4195 | 0.12042 | 2.5665
4416 | 10.9511 | 4.5478 | 0.12297 | 2.5325
4417 | 10.9989 | 4.62 | 0.11989 | 2.1465
4418 | 10.8622 | 4.5194 | 0.12125 | 2.3203
4419 | 10.9986 | 4.5564 | 0.12036 | 2.1856
4420 | 10.6265 | 4.4395 | 0.12357 | 2.192
4421 | 10.9608 | 4.7863 | 0.12627 | 2.201
4422 | 11.0445 | 4.5538 | 0.11489 | 2.1123
4423 | 11.2703 | 4.5747 | 0.11545 | 2.3481
4424 | 12.4243 | 4.3699 | 0.1236 | 2.2376
4425 | 12.7514 | 4.7755 | 0.12061 | 2.3049
4426 | 13.8689 | 4.5671 | 0.12779 | 2.2456
4427 | 14.5243 | 4.722 | 0.1246 | 2.3711
4428 | 15.4771 | 4.4269 | 0.12456 | 2.4671
4429 | 15.4926 | 4.4461 | 0.11805 | 2.4824
4430 | 13.772 | 4.5275 | 0.11774 | 2.5273
4431 | 13.0502 | 4.3324 | 0.12159 | 2.6155
4432 | 11.7474 | 4.5671 | 0.12793 | 2.4011
4433 | 11.2713 | 4.519 | 0.11087 | 2.4047
4434 | 11.3221 | 4.6866 | 0.11828 | 2.0376
4435 | 10.8815 | 4.4759 | 0.12537 | 2.2737
4436 | 10.5388 | 4.5755 | 0.11417 | 2.188
4437 | 10.8387 | 4.4538 | 0.1125 | 2.4093
4438 | 10.9357 | 4.5582 | 0.11856 | 2.2252
4439 | 11.0417 | 4.552 | 0.12225 | 2.0794
4440 | 10.8753 | 4.4305 | 0.12039 | 2.1303
4441 | 10.5258 | 4.5806 | 0.12937 | 1.8628
4442 | 10.7715 | 4.5358 | 0.11567 | 1.9627
4443 | 10.798 | 4.6187 | 0.13171 | 1.9169
4444 | 11.5227 | 4.3466 | 0.13062 | 1.888
4445 | 10.7981 | 4.3973 | 0.13234 | 1.8072
4446 | 11.1595 | 4.5075 | 0.11794 | 1.9422
4447 | 10.729 | 4.7736 | 0.11127 | 1.8658
4448 | 11.0066 | 4.3713 | 0.12074 | 2.0641
4449 | 11.0181 | 4.6543 | 0.12583 | 1.8835
4450 | 10.2273 | 4.7 | 0.11874 | 1.9813
4451 | 10.5058 | 4.6577 | 0.12501 | 2.7483
4452 | 10.3679 | 4.7668 | 0.1269 | 3.4261
4453 | 10.2581 | 4.7686 | 0.11798 | 4.3432
4454 | 10.1194 | 4.6172 | 0.11542 | 4.928
4455 | 10.3959 | 4.5609 | 0.12663 | 4.9039
4456 | 10.1829 | 4.5115 | 0.12381 | 4.8736
4457 | 10.4163 | 4.8125 | 0.12157 | 4.7975
4458 | 10.4155 | 4.5835 | 0.12636 | 4.0294
4459 | 10.3809 | 4.8248 | 0.12584 | 3.1917
4460 | 10.4011 | 4.3575 | 0.11391 | 2.2191
4461 | 10.5175 | 4.5054 | 0.11106 | 2.1448
4462 | 10.5786 | 4.5634 | 0.12211 | 2.1879
4463 | 10.1962 | 4.3756 | 0.13146 | 1.9784
4464 | 11.3478 | 4.4407 | 0.13338 | 2.0044
4465 | 11.0658 | 4.66 | 0.12035 | 1.7894
4466 | 10.9086 | 4.544 | 0.12325 | 1.7787
4467 | 11.2045 | 4.4931 | 0.12227 | 1.7682
4468 | 11.439 | 4.7346 | 0.12868 | 1.7929
4469 | 11.1447 | 4.4504 | 0.12662 | 1.7675
4470 | 10.9857 | 4.6101 | 0.12615 | 1.8591
4471 | 11.0956 | 4.5906 | 0.13046 | 1.8774
4472 | 10.5408 | 4.7284 | 0.11899 | 1.9824
4473 | 10.7052 | 4.6511 | 0.12173 | 2.1351
4474 | 11.0363 | 4.6666 | 0.11508 | 2.1226
4475 | 11.2176 | 4.6879 | 0.12638 | 2.1127
4476 | 10.5955 | 4.5979 | 0.11796 | 2.2199
4477 | 10.5298 | 4.3605 | 0.12279 | 2.4912
4478 | 10.6255 | 4.8636 | 0.12208 | 3.1475
4479 | 10.5792 | 4.7571 | 0.12073 | 3.2669
4480 | 10.7559 | 4.4334 | 0.12755 | 3.3263
4481 | 10.2007 | 4.7146 | 0.12354 | 3.0996
4482 | 9.9179 | 4.5964 | 0.12325 | 2.5125
4483 | 10.5128 | 4.6552 | 0.12409 | 2.0888
4484 | 10.5373 | 4.4614 | 0.12575 | 1.9878
4485 | 10.9077 | 4.4571 | 0.12486 | 2.0516
4486 | 10.9511 | 4.5757 | 0.12586 | 2.0768
4487 | 10.5874 | 4.7912 | 0.1246 | 1.8875
4488 | 10.613 | 4.6672 | 0.12573 | 1.9429
4489 | 11.5416 | 4.5952 | 0.12669 | 2.0058
4490 | 11.3666 | 4.9007 | 0.11686 | 1.9371
4491 | 11.1106 | 4.8072 | 0.12306 | 1.8026
4492 | 11.4237 | 4.5809 | 0.12683 | 1.9874
4493 | 11.5804 | 4.4716 | 0.12939 | 1.9659
4494 | 11.1053 | 4.5125 | 0.11904 | 2.0508
4495 | 11.3261 | 4.5224 | 0.12273 | 1.975
4496 | 12.0559 | 4.5969 | 0.12027 | 2.148
4497 | 13.2334 | 4.5791 | 0.11677 | 2.0934
4498 | 14.0817 | 4.7123 | 0.12041 | 2.2867
4499 | 15.0114 | 4.4086 | 0.1213 | 2.5018
4500 | 15.513 | 4.7141 | 0.11772 | 2.498
4501 | 14.6054 | 4.3474 | 0.12121 | 4.7692
4502 | 14.1757 | 4.5063 | 0.11704 | 6.5252
4503 | 12.3925 | 4.5198 | 0.12039 | 7.625
4504 | 11.4094 | 4.5125 | 0.12792 | 8.0501
4505 | 11.0449 | 4.6276 | 0.11895 | 8.2498
4506 | 10.7552 | 4.8973 | 0.11027 | 7.8289
4507 | 10.3336 | 4.6332 | 0.11882 | 6.774
4508 | 10.0499 | 4.4513 | 0.11481 | 5.2907
4509 | 11.0127 | 4.4357 | 0.11652 | 3.3528
4510 | 11.1417 | 4.5192 | 0.13105 | 2.8061
4511 | 11.1118 | 4.6996 | 0.11692 | 2.3357
4512 | 10.7474 | 4.3012 | 0.11605 | 2.499
4513 | 10.4603 | 4.7568 | 0.11894 | 2.292
4514 | 10.5706 | 4.4452 | 0.12423 | 2.4156
4515 | 10.8529 | 4.392 | 0.12279 | 2.4085
4516 | 10.551 | 4.5048 | 0.11574 | 2.3818
4517 | 10.6107 | 4.7755 | 0.11841 | 2.4479
4518 | 10.6528 | 4.7561 | 0.11671 | 2.3732
4519 | 11.5677 | 4.4415 | 0.12223 | 2.554
4520 | 11.9589 | 4.6297 | 0.13264 | 2.4545
4521 | 12.2426 | 4.7161 | 0.12449 | 3.9154
4522 | 13.8577 | 4.6696 | 0.12422 | 4.5561
4523 | 15.0999 | 4.4245 | 0.10939 | 5.6731
4524 | 15.1451 | 4.7089 | 0.11647 | 6.4262
4525 | 14.5 | 4.9715 | 0.12049 | 7.0849
4526 | 13.4384 | 4.3003 | 0.12654 | 7.4032
4527 | 12.5958 | 4.5173 | 0.12803 | 7.7661
4528 | 11.4566 | 4.666 | 0.12045 | 7.5996
4529 | 10.3255 | 4.7161 | 0.1196 | 7.587
4530 | 10.7083 | 4.6038 | 0.12572 | 7.2132
4531 | 10.6323 | 4.2989 | 0.11781 | 6.2135
4532 | 10.1247 | 4.6805 | 0.12294 | 5.7013
4533 | 9.8913 | 4.6133 | 0.12074 | 5.2913
4534 | 10.3299 | 4.9001 | 0.12835 | 2.7426
4535 | 10.3075 | 4.5717 | 0.12268 | 3.6175
4536 | 9.8739 | 4.5457 | 0.12572 | 3.4088
4537 | 10.6119 | 4.6128 | 0.12291 | 3.1539
4538 | 10.7617 | 4.6532 | 0.1169 | 2.7238
4539 | 10.8463 | 4.3882 | 0.11989 | 2.8227
4540 | 10.8085 | 4.64 | 0.12337 | 2.5356
4541 | 10.6166 | 4.3541 | 0.12914 | 2.7556
4542 | 10.589 | 4.4736 | 0.12152 | 3.2618
4543 | 10.896 | 4.5771 | 0.1291 | 5.3195
4544 | 11.6119 | 4.6696 | 0.12662 | 6.6216
4545 | 12.3484 | 4.7142 | 0.12265 | 8.6418
4546 | 13.6733 | 4.5454 | 0.11383 | 10.1442
4547 | 14.5916 | 4.5106 | 0.12656 | 11.5656
4548 | 14.8656 | 4.5827 | 0.12386 | 13.5617
4549 | 14.4026 | 4.4902 | 0.12368 | 15.4857
4550 | 12.8295 | 4.6855 | 0.12823 | 16.4918
4551 | 11.6797 | 4.4256 | 0.13188 | 17.7584
4552 | 10.2806 | 4.7732 | 0.12438 | 17.7359
4553 | 10.5961 | 4.9025 | 0.11998 | 17.7733
4554 | 10.1306 | 4.3231 | 0.11871 | 17.7132
4555 | 9.5517 | 4.5517 | 0.11766 | 17.7731
4556 | 9.5857 | 4.5711 | 0.12893 | 16.262
4557 | 9.5865 | 4.6453 | 0.12396 | 14.6923
4558 | 9.9351 | 4.4874 | 0.12113 | 12.1453
4559 | 10.2665 | 4.3848 | 0.12163 | 9.5271
4560 | 10.033 | 4.6661 | 0.12241 | 6.9445
4561 | 11.1922 | 4.6613 | 0.12408 | 4.306
4562 | 10.0639 | 4.6293 | 0.11859 | 2.5241
4563 | 10.1473 | 4.4118 | 0.11172 | 2.2671
4564 | 10.877 | 4.5257 | 0.12559 | 2.3345
4565 | 11.0776 | 4.4683 | 0.12003 | 2.4824
4566 | 10.7222 | 4.6716 | 0.11667 | 2.5832
4567 | 11.0723 | 4.5229 | 0.12154 | 2.4456
4568 | 11.3711 | 4.5633 | 0.1176 | 4.3216
4569 | 12.4907 | 4.7473 | 0.12624 | 6.6132
4570 | 13.766 | 4.5785 | 0.12179 | 9.1407
4571 | 14.8273 | 4.5333 | 0.12432 | 11.5968
4572 | 14.7448 | 4.8358 | 0.11948 | 11.0904
4573 | 14.5001 | 4.6901 | 0.12099 | 11.7189
4574 | 13.2608 | 4.6629 | 0.12347 | 10.7103
4575 | 12.4383 | 4.5834 | 0.12781 | 10.5415
4576 | 11.0576 | 4.5117 | 0.13075 | 10.7203
4577 | 10.3695 | 4.5895 | 0.12716 | 10.3239
4578 | 10.4003 | 4.5873 | 0.12241 | 9.4937
4579 | 10.0227 | 4.3392 | 0.12254 | 8.387
4580 | 10.3214 | 4.6439 | 0.1201 | 6.9063
4581 | 9.9932 | 4.4071 | 0.12961 | 5.4307
4582 | 10.3526 | 4.5183 | 0.13354 | 3.0053
4583 | 10.2784 | 4.4088 | 0.11781 | 2.2054
4584 | 10.5795 | 4.6198 | 0.11352 | 2.3876
4585 | 10.3429 | 4.3786 | 0.12709 | 2.1503
4586 | 10.6524 | 4.2062 | 0.12229 | 2.2592
4587 | 11.0538 | 4.8988 | 0.12297 | 2.2126
4588 | 10.6367 | 4.9475 | 0.12245 | 2.1885
4589 | 11.3796 | 4.5243 | 0.12005 | 2.1676
4590 | 11.181 | 4.8039 | 0.11891 | 2.2063
4591 | 11.4318 | 4.5281 | 0.11264 | 2.4521
4592 | 11.2408 | 4.705 | 0.11889 | 2.5683
4593 | 12.5254 | 4.4245 | 0.12137 | 4.2764
4594 | 13.3953 | 4.2978 | 0.12069 | 5.8689
4595 | 15.052 | 4.5697 | 0.12507 | 7.3225
4596 | 14.9523 | 4.0739 | 0.13184 | 8.2523
4597 | 14.8556 | 4.5924 | 0.12114 | 8.7226
4598 | 13.6036 | 4.8175 | 0.11294 | 8.88
4599 | 12.6959 | 4.6767 | 0.12807 | 8.7147
4600 | 11.3576 | 4.4489 | 0.11934 | 8.6128
4601 | 10.6768 | 4.3705 | 0.12527 | 7.6754
4602 | 10.1485 | 4.4268 | 0.12596 | 6.3084
4603 | 9.9096 | 4.3987 | 0.12593 | 5.2612
4604 | 10.3864 | 4.589 | 0.12659 | 4.0378
4605 | 10.4476 | 4.5076 | 0.12124 | 2.5771
4606 | 10.4271 | 4.6047 | 0.11875 | 2.3982
4607 | 10.5934 | 4.1746 | 0.12411 | 2.4255
4608 | 10.8364 | 4.3998 | 0.11993 | 2.2894
4609 | 10.6307 | 4.6487 | 0.12418 | 2.0166
4610 | 10.7136 | 4.6139 | 0.12236 | 1.896
4611 | 10.8872 | 4.3298 | 0.11587 | 1.9845
4612 | 10.9034 | 4.3895 | 0.1173 | 1.9046
4613 | 10.9341 | 4.7027 | 0.13053 | 1.8868
4614 | 11.3365 | 4.5528 | 0.12656 | 1.9827
4615 | 10.8445 | 4.3459 | 0.12293 | 2.0676
4616 | 11.0647 | 4.139 | 0.11259 | 1.9991
4617 | 10.0647 | 4.4184 | 0.12192 | 2.0653
4618 | 9.8736 | 4.5329 | 0.12526 | 2.2017
4619 | 10.298 | 4.7315 | 0.12154 | 3.1513
4620 | 10.3127 | 4.6166 | 0.12493 | 3.7251
4621 | 9.9881 | 4.3531 | 0.10703 | 4.4552
4622 | 10.1772 | 4.6407 | 0.11861 | 4.5812
4623 | 9.9528 | 4.7845 | 0.12632 | 4.9704
4624 | 10.1689 | 4.5403 | 0.12494 | 4.9538
4625 | 9.8566 | 4.8234 | 0.11743 | 4.9791
4626 | 10.3259 | 4.4476 | 0.12032 | 4.5633
4627 | 9.6542 | 4.6604 | 0.12014 | 4.0063
4628 | 10.0802 | 4.6011 | 0.12352 | 3.4947
4629 | 9.8264 | 4.7926 | 0.1299 | 2.7449
4630 | 10.5349 | 4.5525 | 0.12386 | 2.2183
4631 | 11.2346 | 4.5412 | 0.13378 | 1.9323
4632 | 10.9481 | 4.4847 | 0.12495 | 2.121
4633 | 10.746 | 4.3966 | 0.12076 | 2.0211
4634 | 10.825 | 4.5666 | 0.12899 | 1.9785
4635 | 11.1595 | 4.4141 | 0.12667 | 1.9574
4636 | 11.3038 | 4.8019 | 0.11918 | 1.8171
4637 | 11.2699 | 4.3316 | 0.12932 | 1.7524
4638 | 10.8957 | 4.5094 | 0.11965 | 1.8413
4639 | 11.1475 | 4.2635 | 0.11421 | 2.0084
4640 | 10.159 | 4.3498 | 0.12966 | 1.9721
4641 | 10.6931 | 4.6605 | 0.11801 | 2.1078
4642 | 10.4536 | 4.6699 | 0.12648 | 2.5096
4643 | 10.3768 | 4.4447 | 0.12739 | 3.9238
4644 | 10.1488 | 4.2345 | 0.1261 | 4.545
4645 | 10.4284 | 4.7106 | 0.11937 | 5.4834
4646 | 9.7933 | 4.6068 | 0.12072 | 6.0153
4647 | 9.6941 | 4.7462 | 0.127 | 6.484
4648 | 10.703 | 4.83 | 0.12148 | 6.5174
4649 | 10.4734 | 4.5656 | 0.12183 | 6.3515
4650 | 9.7909 | 4.4378 | 0.12628 | 5.9358
4651 | 10.2668 | 4.6381 | 0.12673 | 5.0115
4652 | 10.2027 | 4.5535 | 0.12515 | 3.7916
4653 | 10.6383 | 4.4718 | 0.13232 | 2.8894
4654 | 10.4303 | 4.6521 | 0.11802 | 1.9242
4655 | 10.6169 | 4.6056 | 0.11786 | 2.0368
4656 | 10.9915 | 4.1659 | 0.12307 | 1.9673
4657 | 11.5746 | 4.6741 | 0.12991 | 2.1227
4658 | 11.1751 | 4.7809 | 0.12035 | 1.8175
4659 | 11.9414 | 4.4976 | 0.12357 | 1.7975
4660 | 11.4733 | 4.4855 | 0.12729 | 1.715
4661 | 11.3145 | 4.1677 | 0.11651 | 1.7282
4662 | 11.2723 | 4.5583 | 0.12325 | 1.8298
4663 | 12.4152 | 4.4587 | 0.12574 | 1.7268
4664 | 12.271 | 4.5752 | 0.11916 | 1.9706
4665 | 13.5964 | 4.6086 | 0.12902 | 2.3321
4666 | 14.8611 | 4.6037 | 0.1308 | 2.2022
4667 | 15.0726 | 4.5183 | 0.12128 | 2.158
4668 | 15.241 | 4.4107 | 0.12656 | 2.4132
4669 | 15.4358 | 4.7819 | 0.13679 | 2.4174
4670 | 13.7516 | 4.785 | 0.1188 | 2.3834
4671 | 12.1282 | 4.6788 | 0.12045 | 2.4165
4672 | 11.8344 | 4.5188 | 0.11788 | 2.52
4673 | 11.3255 | 4.8888 | 0.12297 | 2.3734
4674 | 10.6508 | 4.3859 | 0.12259 | 2.352
4675 | 10.7125 | 4.4799 | 0.13098 | 2.3071
4676 | 9.9258 | 4.7346 | 0.12545 | 2.4305
4677 | 11.3577 | 4.8064 | 0.1235 | 2.1799
4678 | 10.8617 | 4.3782 | 0.12551 | 2.0325
4679 | 11.1525 | 4.8101 | 0.11659 | 1.7603
4680 | 11.8222 | 4.5982 | 0.12678 | 1.8521
4681 | 11.1983 | 4.6685 | 0.11337 | 1.7275
4682 | 11.2232 | 4.9463 | 0.12371 | 1.6821
4683 | 11.8157 | 4.469 | 0.12027 | 1.9752
4684 | 10.8051 | 4.5514 | 0.11518 | 1.8181
4685 | 11.2472 | 4.239 | 0.12105 | 1.7983
4686 | 11.0077 | 4.6535 | 0.12284 | 1.8548
4687 | 11.9506 | 4.7681 | 0.11835 | 1.791
4688 | 12.5509 | 5.2419 | 0.11382 | 1.9297
4689 | 12.7179 | 5.3142 | 0.13119 | 1.8029
4690 | 14.3816 | 4.8332 | 0.12006 | 1.9387
4691 | 15.6474 | 4.4314 | 0.12508 | 2.1743
4692 | 15.0629 | 4.556 | 0.1285 | 2.1252
4693 | 15.4754 | 4.7417 | 0.1215 | 2.3429
4694 | 13.9566 | 4.6852 | 0.11625 | 2.3801
4695 | 12.9684 | 4.3624 | 0.12214 | 2.4802
4696 | 11.9129 | 4.5342 | 0.11852 | 2.4411
4697 | 11.4018 | 4.5988 | 0.12569 | 2.4369
4698 | 11.2283 | 4.5477 | 0.11798 | 2.3223
4699 | 10.6666 | 4.3927 | 0.11825 | 2.1076
4700 | 11.2778 | 4.6587 | 0.12045 | 2.2447
4701 | 11.053 | 4.5257 | 0.13546 | 2.0813
4702 | 11.0788 | 4.9683 | 0.12021 | 1.9411
4703 | 11.4724 | 4.5817 | 0.11963 | 1.8061
4704 | 11.4015 | 4.4456 | 0.12127 | 1.8087
4705 | 11.0378 | 4.6208 | 0.12746 | 1.8194
4706 | 10.9122 | 4.4503 | 0.11919 | 1.7212
4707 | 11.3532 | 4.5153 | 0.12203 | 1.7752
4708 | 11.3491 | 4.3972 | 0.12079 | 1.8216
4709 | 11.8206 | 4.8494 | 0.13188 | 1.7806
4710 | 11.8862 | 4.6875 | 0.12277 | 1.8876
4711 | 12.4746 | 4.6053 | 0.11224 | 1.8416
4712 | 12.7169 | 4.4469 | 0.126 | 2.0997
4713 | 12.6459 | 4.6264 | 0.1142 | 2.1272
4714 | 14.566 | 4.2778 | 0.12159 | 2.2197
4715 | 15.1859 | 4.7194 | 0.1216 | 2.1431
4716 | 15.8487 | 4.7584 | 0.1205 | 2.311
4717 | 15.0294 | 4.4681 | 0.1365 | 2.5572
4718 | 14.2366 | 4.7529 | 0.12147 | 2.4945
4719 | 13.22 | 4.7292 | 0.12363 | 2.1764
4720 | 12.1047 | 4.5648 | 0.11813 | 2.4786
4721 | 11.3443 | 4.5619 | 0.12939 | 2.2675
4722 | 11.2479 | 4.4454 | 0.12412 | 2.5376
4723 | 10.8959 | 4.6873 | 0.12811 | 2.6238
4724 | 11.5401 | 4.4565 | 0.11696 | 2.367
4725 | 10.6219 | 4.5749 | 0.12411 | 2.1954
4726 | 10.812 | 4.7438 | 0.12581 | 2.3034
4727 | 10.9033 | 4.5129 | 0.12396 | 2.2273
4728 | 11.093 | 4.4676 | 0.11859 | 2.019
4729 | 10.8903 | 4.4299 | 0.13314 | 1.9634
4730 | 10.8692 | 4.5342 | 0.11859 | 1.9735
4731 | 11.8376 | 4.8082 | 0.11919 | 1.9251
4732 | 11.2128 | 4.3835 | 0.12922 | 2.0765
4733 | 11.7023 | 4.6102 | 0.11746 | 2.1312
4734 | 11.651 | 4.8702 | 0.12246 | 1.9617
4735 | 11.4184 | 4.6443 | 0.11935 | 2.1781
4736 | 11.8465 | 4.5409 | 0.12022 | 2.3641
4737 | 12.5923 | 4.4603 | 0.1261 | 2.3656
4738 | 13.9155 | 4.7042 | 0.12314 | 2.6221
4739 | 14.9506 | 4.8531 | 0.12491 | 4.9763
4740 | 14.8754 | 4.3822 | 0.11928 | 6.6961
4741 | 14.5733 | 4.7187 | 0.11882 | 6.3853
4742 | 13.6573 | 4.3457 | 0.12975 | 5.6463
4743 | 12.9437 | 4.5397 | 0.11905 | 4.4614
4744 | 12.2008 | 4.933 | 0.11509 | 3.0253
4745 | 11.3135 | 4.6837 | 0.11873 | 2.6081
4746 | 10.4629 | 4.4875 | 0.12603 | 2.4503
4747 | 11.0012 | 4.5642 | 0.12291 | 2.3609
4748 | 10.8285 | 4.6252 | 0.12389 | 2.2927
4749 | 10.3 | 4.4555 | 0.13495 | 2.2231
4750 | 10.9396 | 4.6071 | 0.12589 | 2.2149
4751 | 11.096 | 4.9267 | 0.12635 | 2.2001
4752 | 11.2155 | 4.5901 | 0.11836 | 2.2271
4753 | 10.7726 | 4.5584 | 0.13047 | 2.0712
4754 | 11.2361 | 4.5879 | 0.11765 | 2.2875
4755 | 10.8579 | 4.5168 | 0.12743 | 2.1552
4756 | 10.9281 | 4.8397 | 0.12474 | 2.1319
4757 | 10.3881 | 4.4837 | 0.11972 | 2.1799
4758 | 10.9905 | 4.7142 | 0.12567 | 2.2981
4759 | 11.5744 | 4.6974 | 0.12041 | 2.4034
4760 | 11.5957 | 4.5281 | 0.12433 | 2.523
4761 | 12.4553 | 4.5842 | 0.11891 | 3.2005
4762 | 14.0193 | 4.6813 | 0.12379 | 5.6706
4763 | 14.8491 | 4.4361 | 0.11387 | 7.8304
4764 | 15.1211 | 4.3617 | 0.12786 | 10.2052
4765 | 13.8319 | 4.5855 | 0.12484 | 11.8119
4766 | 12.9758 | 4.598 | 0.11722 | 12.8944
4767 | 12.4154 | 4.4684 | 0.12762 | 13.7502
4768 | 10.7784 | 4.6531 | 0.11621 | 13.6736
4769 | 10.254 | 4.7389 | 0.11553 | 13.4481
4770 | 9.7977 | 4.4911 | 0.12159 | 12.6542
4771 | 10.0139 | 4.615 | 0.11644 | 11.1228
4772 | 10.2262 | 4.3138 | 0.13118 | 9.3075
4773 | 10.436 | 4.6537 | 0.12079 | 7.6642
4774 | 10.4431 | 4.6974 | 0.11124 | 5.0227
4775 | 9.9216 | 4.556 | 0.1428 | 2.7071
4776 | 10.7616 | 4.4576 | 0.12666 | 2.3981
4777 | 10.7689 | 4.5152 | 0.12309 | 2.0409
4778 | 10.9404 | 4.5666 | 0.12556 | 2.0726
4779 | 11.3034 | 4.6463 | 0.12203 | 2.1245
4780 | 11.2233 | 4.569 | 0.12757 | 1.8525
4781 | 10.8402 | 4.6849 | 0.11776 | 1.8238
4782 | 10.5039 | 4.6451 | 0.13269 | 2.0854
4783 | 10.9688 | 4.6098 | 0.12762 | 1.9992
4784 | 11.0254 | 4.6289 | 0.11776 | 2.1245
4785 | 10.4676 | 4.7384 | 0.12972 | 2.2295
4786 | 10.1347 | 4.4223 | 0.11212 | 3.7614
4787 | 10.1647 | 4.4837 | 0.13048 | 4.8567
4788 | 9.7908 | 4.502 | 0.12699 | 5.8983
4789 | 9.6535 | 4.7693 | 0.11579 | 6.6336
4790 | 9.6494 | 4.5478 | 0.12492 | 7.1614
4791 | 9.718 | 4.5031 | 0.12689 | 7.5239
4792 | 10.584 | 4.5881 | 0.12334 | 7.5248
4793 | 10.13 | 4.4462 | 0.11738 | 7.183
4794 | 9.9708 | 4.725 | 0.12455 | 6.8379
4795 | 9.7561 | 4.6596 | 0.11903 | 5.6766
4796 | 10.2222 | 4.4972 | 0.12231 | 4.613
4797 | 10.0401 | 4.3504 | 0.10817 | 3.6693
4798 | 10.3798 | 4.7406 | 0.11678 | 2.3177
4799 | 11.0376 | 4.5575 | 0.12749 | 2.0524
4800 | 11.5292 | 4.4415 | 0.1199 | 2.0021
4801 | 10.8386 | 4.9399 | 0.12263 | 1.9946
4802 | 10.9381 | 4.4717 | 0.12666 | 2.0296
4803 | 10.9634 | 4.5203 | 0.12441 | 1.846
4804 | 11.1832 | 4.6768 | 0.12536 | 1.7378
4805 | 11.4107 | 4.7528 | 0.12254 | 1.7728
4806 | 10.9495 | 4.5928 | 0.11489 | 1.8745
4807 | 11.2501 | 4.5755 | 0.12285 | 2.0998
4808 | 10.5517 | 4.7485 | 0.12042 | 1.8528
4809 | 10.8094 | 4.4949 | 0.12029 | 1.8311
4810 | 10.7743 | 4.7036 | 0.12525 | 2.0106
4811 | 10.8229 | 4.4592 | 0.1266 | 1.9901
4812 | 10.8886 | 4.7679 | 0.12102 | 1.9116
4813 | 10.491 | 4.2203 | 0.1326 | 2.0022
4814 | 10.4493 | 4.538 | 0.12699 | 2.3158
4815 | 10.7826 | 4.5816 | 0.12287 | 2.1276
4816 | 10.9817 | 4.4663 | 0.1207 | 2.0983
4817 | 10.6453 | 4.5298 | 0.12558 | 2.2141
4818 | 10.3128 | 4.5063 | 0.11582 | 2.1105
4819 | 10.4508 | 4.567 | 0.1199 | 2.0534
4820 | 10.4768 | 4.6155 | 0.13033 | 1.8885
4821 | 11.0328 | 4.3252 | 0.12697 | 2.071
4822 | 10.8597 | 4.553 | 0.12243 | 2.072
4823 | 10.5207 | 4.7336 | 0.12662 | 1.8995
4824 | 10.5455 | 4.3577 | 0.11893 | 2.088
4825 | 10.7492 | 4.5204 | 0.12413 | 2.4225
4826 | 10.4666 | 4.5954 | 0.11835 | 2.4053
4827 | 10.0803 | 4.6416 | 0.121 | 2.437
4828 | 10.9738 | 4.4928 | 0.11984 | 2.4904
4829 | 11.132 | 4.7888 | 0.12446 | 2.4492
4830 | 10.5407 | 4.6691 | 0.12093 | 3.7636
4831 | 10.3363 | 4.4868 | 0.11397 | 4.7606
4832 | 11.8348 | 4.4055 | 0.12511 | 6.0669
4833 | 11.9902 | 4.5284 | 0.11658 | 7.5305
4834 | 13.805 | 4.7799 | 0.11475 | 9.2891
4835 | 14.3894 | 4.7693 | 0.12445 | 10.5426
4836 | 14.2519 | 4.529 | 0.12862 | 12.1226
4837 | 14.21 | 4.7425 | 0.11659 | 13.3157
4838 | 13.7156 | 4.4592 | 0.12437 | 14.026
4839 | 11.7967 | 4.8825 | 0.12127 | 14.8203
4840 | 10.7142 | 4.5135 | 0.11474 | 15.2767
4841 | 10.5007 | 4.5983 | 0.11488 | 14.7477
4842 | 10.6915 | 4.4877 | 0.12208 | 14.1879
4843 | 10.1115 | 4.5887 | 0.11857 | 13.524
4844 | 10.172 | 4.8062 | 0.11902 | 12.4574
4845 | 10.6137 | 4.6578 | 0.12096 | 10.8855
4846 | 10.2506 | 4.5716 | 0.11535 | 9.1753
4847 | 9.7209 | 4.489 | 0.12892 | 7.4526
4848 | 10.319 | 4.5097 | 0.12174 | 6.0552
4849 | 10.3174 | 4.3658 | 0.1175 | 3.1834
4850 | 10.9956 | 4.4998 | 0.11989 | 2.4706
4851 | 10.8601 | 4.8157 | 0.12517 | 2.3333
4852 | 10.4717 | 4.5844 | 0.11787 | 2.302
4853 | 10.942 | 4.6542 | 0.12425 | 2.2233
4854 | 10.9737 | 4.4681 | 0.12656 | 2.3215
4855 | 11.3027 | 4.4426 | 0.12445 | 2.6062
4856 | 11.9039 | 4.836 | 0.12491 | 2.9243
4857 | 12.6292 | 4.5063 | 0.11937 | 5.8393
4858 | 13.5795 | 4.4748 | 0.12049 | 8.7421
4859 | 14.1105 | 4.6583 | 0.12001 | 11.1386
4860 | 15.1141 | 4.529 | 0.12643 | 13.4565
4861 | 13.979 | 4.8143 | 0.12617 | 15.1064
4862 | 13.4328 | 4.7551 | 0.12783 | 16.015
4863 | 12.3046 | 4.6284 | 0.11985 | 16.681
4864 | 10.9044 | 4.288 | 0.11463 | 16.5598
4865 | 10.0374 | 4.5044 | 0.10391 | 16.135
4866 | 9.9144 | 4.726 | 0.11131 | 14.6199
4867 | 9.7081 | 4.7889 | 0.12338 | 12.5079
4868 | 10.0562 | 4.7286 | 0.11605 | 9.9304
4869 | 10.6673 | 4.4772 | 0.11926 | 7.6138
4870 | 10.7931 | 4.661 | 0.12603 | 5.5836
4871 | 10.0664 | 4.4035 | 0.1183 | 3.3305
4872 | 10.4977 | 4.5443 | 0.12448 | 2.2545
4873 | 11.0003 | 4.4841 | 0.12368 | 2.3699
4874 | 10.5855 | 4.9642 | 0.12547 | 2.5087
4875 | 10.4551 | 4.4972 | 0.12237 | 2.4624
4876 | 10.14 | 4.6883 | 0.12858 | 2.4614
4877 | 10.341 | 4.6288 | 0.12248 | 2.5444
4878 | 10.2199 | 4.533 | 0.11795 | 2.5361
4879 | 11.2769 | 4.5155 | 0.11919 | 3.3877
4880 | 11.3859 | 4.8423 | 0.12069 | 4.7537
4881 | 12.7246 | 4.4655 | 0.11867 | 6.0894
4882 | 13.4637 | 4.6616 | 0.12713 | 7.1518
4883 | 14.8284 | 4.8469 | 0.11633 | 8.1943
4884 | 15.2495 | 4.3769 | 0.11976 | 9.2688
4885 | 14.0057 | 4.5409 | 0.12346 | 9.7779
4886 | 13.3661 | 4.7763 | 0.12779 | 10.3254
4887 | 12.32 | 4.6867 | 0.12632 | 10.9991
4888 | 11.4844 | 4.433 | 0.12054 | 11.0916
4889 | 10.1955 | 4.4622 | 0.11671 | 10.8491
4890 | 10.164 | 4.392 | 0.12081 | 10.4887
4891 | 9.9655 | 4.4744 | 0.13005 | 9.8524
4892 | 10.7012 | 4.3683 | 0.11372 | 7.9704
4893 | 10.0927 | 4.3821 | 0.13418 | 6.9863
4894 | 10.8871 | 4.7799 | 0.11752 | 5.3927
4895 | 10.5308 | 4.3844 | 0.12159 | 2.4946
4896 | 10.2923 | 4.7205 | 0.11071 | 2.475
4897 | 10.3858 | 4.9076 | 0.1267 | 2.4285
4898 | 10.7647 | 4.5464 | 0.11863 | 2.3463
4899 | 11.2614 | 4.5045 | 0.12297 | 2.1528
4900 | 11.0763 | 4.6233 | 0.10747 | 2.2301
4901 | 10.6447 | 4.5464 | 0.12476 | 2.2395
4902 | 10.5208 | 4.5794 | 0.11428 | 2.1317
4903 | 10.8686 | 4.3242 | 0.11925 | 2.3141
4904 | 11.8075 | 4.4971 | 0.11866 | 2.3331
4905 | 13.1146 | 4.4015 | 0.13124 | 2.3568
4906 | 14.2609 | 4.6554 | 0.12106 | 3.2016
4907 | 15.3509 | 4.5227 | 0.11973 | 4.349
4908 | 14.658 | 4.5675 | 0.12063 | 5.6746
4909 | 14.8402 | 4.5978 | 0.12036 | 6.6269
4910 | 13.8291 | 4.6294 | 0.12702 | 7.4094
4911 | 12.3945 | 4.3919 | 0.12278 | 7.7647
4912 | 11.594 | 4.7803 | 0.11659 | 7.8405
4913 | 10.7512 | 4.648 | 0.12466 | 7.444
4914 | 10.1494 | 4.4594 | 0.12065 | 6.9086
4915 | 10.5545 | 4.4385 | 0.12697 | 5.6959
4916 | 10.5029 | 4.4954 | 0.12035 | 4.6437
4917 | 10.3079 | 4.5924 | 0.11968 | 2.4916
4918 | 10.7047 | 4.6171 | 0.11812 | 2.544
4919 | 10.7378 | 4.6564 | 0.11852 | 2.3419
4920 | 11.0482 | 4.5406 | 0.12531 | 2.3493
4921 | 11.058 | 4.5558 | 0.12689 | 2.0912
4922 | 10.9699 | 4.7229 | 0.12624 | 1.8675
4923 | 10.8397 | 4.5492 | 0.12055 | 1.9521
4924 | 11.1798 | 4.6857 | 0.12198 | 2.0094
4925 | 11.4394 | 4.3604 | 0.13134 | 1.9629
4926 | 11.1859 | 4.6656 | 0.11558 | 2.0465
4927 | 11.1127 | 4.7339 | 0.12696 | 1.9832
4928 | 12.3714 | 4.6351 | 0.11676 | 2.213
4929 | 12.9212 | 4.7558 | 0.12459 | 2.0534
4930 | 14.1527 | 4.3729 | 0.12498 | 2.2902
4931 | 15.1511 | 4.7419 | 0.12035 | 2.2755
4932 | 15.8508 | 4.314 | 0.12739 | 2.2338
4933 | 15.3686 | 4.5892 | 0.11954 | 2.3745
4934 | 13.7372 | 4.451 | 0.12897 | 3.87
4935 | 12.7031 | 4.6809 | 0.11786 | 4.248
4936 | 11.0152 | 4.5843 | 0.1207 | 3.4105
4937 | 11.3006 | 4.3702 | 0.12485 | 3.1497
4938 | 11.2936 | 4.6153 | 0.12504 | 2.785
4939 | 10.4771 | 4.6434 | 0.12553 | 2.5247
4940 | 11.2779 | 4.5548 | 0.1288 | 2.5028
4941 | 10.1668 | 4.5846 | 0.12665 | 2.4516
4942 | 10.6045 | 4.7308 | 0.12446 | 2.1924
4943 | 10.549 | 4.737 | 0.12186 | 2.1507
4944 | 10.9338 | 4.441 | 0.12545 | 2.0871
4945 | 11.4213 | 4.4833 | 0.13344 | 1.9363
4946 | 11.1417 | 4.7139 | 0.11876 | 1.708
4947 | 11.0219 | 4.492 | 0.12832 | 1.8459
4948 | 10.6474 | 4.4614 | 0.12175 | 1.6939
4949 | 11.6844 | 4.8926 | 0.12959 | 1.8474
4950 | 11.3451 | 4.64 | 0.12827 | 1.8673
4951 | 10.995 | 4.7918 | 0.10871 | 1.8663
4952 | 11.4465 | 4.6389 | 0.13443 | 1.7876
4953 | 10.9669 | 4.7334 | 0.12814 | 1.8287
4954 | 11.3875 | 4.5044 | 0.11124 | 1.9278
4955 | 11.2961 | 4.6809 | 0.1234 | 2.0916
4956 | 10.4254 | 4.7031 | 0.11695 | 2.0633
4957 | 10.5691 | 4.5818 | 0.12515 | 2.2312
4958 | 10.617 | 4.529 | 0.11193 | 2.1512
4959 | 10.8145 | 4.7044 | 0.12146 | 2.1904
4960 | 10.7816 | 4.546 | 0.12294 | 2.2154
4961 | 10.9845 | 4.5876 | 0.12001 | 2.0577
4962 | 10.3572 | 4.5818 | 0.12961 | 2.1348
4963 | 10.7714 | 4.369 | 0.1256 | 2.1489
4964 | 11.0486 | 4.6388 | 0.12043 | 1.833
4965 | 11.0475 | 4.4359 | 0.11796 | 1.8909
4966 | 11.1725 | 4.3408 | 0.11391 | 1.9
4967 | 10.8085 | 4.6896 | 0.12492 | 1.7364
4968 | 11.1489 | 4.7604 | 0.11939 | 1.9299
4969 | 10.7223 | 4.3996 | 0.11704 | 1.8834
4970 | 11.4061 | 4.6011 | 0.11714 | 1.8144
4971 | 11.2399 | 4.4466 | 0.12305 | 1.84
4972 | 11.3854 | 4.6048 | 0.12514 | 1.8294
4973 | 11.7724 | 4.4728 | 0.11474 | 1.9918
4974 | 11.7471 | 4.6538 | 0.1214 | 1.756
4975 | 11.2406 | 4.5571 | 0.12682 | 1.848
4976 | 10.8353 | 4.4665 | 0.12127 | 2.0824
4977 | 11.2125 | 4.54 | 0.12079 | 2.1037
4978 | 10.6474 | 4.5745 | 0.11559 | 2.0713
4979 | 10.2316 | 4.7645 | 0.12702 | 2.0881
4980 | 10.3683 | 4.6339 | 0.1189 | 2.1072
4981 | 9.7789 | 4.6996 | 0.12601 | 2.0608
4982 | 10.2386 | 4.4109 | 0.12501 | 2.194
4983 | 10.7401 | 4.5905 | 0.12434 | 2.3318
4984 | 10.2708 | 4.6099 | 0.12507 | 3.1219
4985 | 10.6534 | 4.694 | 0.1211 | 2.9726
4986 | 10.3458 | 4.6159 | 0.11988 | 2.7434
4987 | 10.5016 | 4.6671 | 0.12432 | 2.3297
4988 | 10.3389 | 4.6633 | 0.12088 | 2.0247
4989 | 10.5769 | 4.5441 | 0.12427 | 2.0356
4990 | 10.871 | 4.7172 | 0.1248 | 1.8845
4991 | 10.5769 | 4.6297 | 0.12638 | 1.9774
4992 | 10.8777 | 4.5872 | 0.12468 | 1.9167
4993 | 10.8699 | 4.8622 | 0.12666 | 2.072
4994 | 10.6569 | 4.5082 | 0.12592 | 2.0933
4995 | 11.7908 | 4.5496 | 0.12712 | 1.9205
4996 | 11.4463 | 4.7324 | 0.11991 | 1.9084
4997 | 11.2875 | 4.7559 | 0.12103 | 2.0888
4998 | 11.3109 | 4.1981 | 0.12259 | 2.1128
4999 | 11.7698 | 4.3603 | 0.11767 | 1.916
5000 | 12.3636 | 4.3051 | 0.12019 | 2.1559
5001 | 13.351 | 4.5243 | 0.12678 | 2.4053
5002 | 13.6784 | 4.6605 | 0.1172 | 2.3747
5003 | 15.3737 | 4.4206 | 0.11916 | 3.3453
5004 | 15.5493 | 4.4634 | 0.12245 | 5.6444
5005 | 15.0778 | 4.3597 | 0.11659 | 7.065
5006 | 13.5801 | 4.6904 | 0.12332 | 8.2233
5007 | 12.0737 | 4.6064 | 0.12745 | 8.9451
5008 | 11.4617 | 4.4365 | 0.12123 | 9.1457
5009 | 10.3072 | 4.7201 | 0.11999 | 8.4243
5010 | 10.3146 | 4.7004 | 0.12252 | 7.5367
5011 | 10.2619 | 4.6933 | 0.11512 | 5.4234
5012 | 10.2775 | 4.4773 | 0.12871 | 3.4094
5013 | 10.0523 | 4.6714 | 0.12171 | 2.458
5014 | 10.825 | 4.5807 | 0.11949 | 2.4372
5015 | 10.3949 | 4.3691 | 0.12317 | 2.3986
5016 | 10.9639 | 4.3727 | 0.1277 | 2.3656
5017 | 10.4694 | 4.4803 | 0.12586 | 2.2708
5018 | 10.4812 | 4.5474 | 0.11804 | 2.4493
5019 | 10.3431 | 4.3957 | 0.12301 | 2.3754
5020 | 10.7873 | 4.6875 | 0.13053 | 2.4745
5021 | 10.6489 | 4.4159 | 0.12863 | 2.3093
5022 | 11.3343 | 4.6424 | 0.12731 | 2.3795
5023 | 11.4588 | 4.3664 | 0.11377 | 4.0643
5024 | 11.2785 | 4.52 | 0.12822 | 7.093
5025 | 12.5986 | 4.2969 | 0.12205 | 8.7347
5026 | 13.6869 | 4.5556 | 0.11902 | 8.9742
5027 | 14.3549 | 4.3367 | 0.12395 | 10.1207
5028 | 14.6551 | 4.7931 | 0.1228 | 10.5203
5029 | 14.6884 | 4.7109 | 0.12687 | 10.2544
5030 | 13.8598 | 4.5207 | 0.11622 | 10.4781
5031 | 12.6743 | 4.6447 | 0.12632 | 10.7942
5032 | 11.4727 | 4.8615 | 0.12098 | 10.9794
5033 | 10.5708 | 4.668 | 0.11199 | 11.453
5034 | 9.8264 | 4.6602 | 0.12606 | 11.0712
5035 | 10.0298 | 4.5147 | 0.12942 | 9.7319
5036 | 10.1552 | 4.5619 | 0.12258 | 8.3299
5037 | 9.9968 | 4.4826 | 0.12178 | 6.1966
5038 | 9.9199 | 4.3961 | 0.12015 | 3.8726
5039 | 10.9623 | 4.2973 | 0.11338 | 2.5238
5040 | 10.88 | 4.5491 | 0.12465 | 2.2864
5041 | 10.7282 | 4.6187 | 0.11181 | 2.2789
5042 | 10.6086 | 4.6684 | 0.12765 | 2.1056
5043 | 10.9242 | 4.7507 | 0.12033 | 2.0252
5044 | 11.0513 | 4.8602 | 0.12678 | 2.0983
5045 | 11.2672 | 4.4581 | 0.1132 | 1.9793
5046 | 10.8576 | 4.7133 | 0.11813 | 2.293
5047 | 11.8385 | 4.4522 | 0.11877 | 1.9872
5048 | 12.2478 | 4.5186 | 0.12258 | 2.1709
5049 | 13.1055 | 4.5132 | 0.12501 | 2.1553
5050 | 14.5838 | 4.7629 | 0.13212 | 2.1721
5051 | 15.3205 | 4.7346 | 0.12266 | 2.3559
5052 | 15.8874 | 4.8554 | 0.12623 | 2.1689
5053 | 15.0721 | 4.8182 | 0.13018 | 2.1544
5054 | 14.1904 | 4.4597 | 0.12794 | 2.2692
5055 | 12.9987 | 4.8248 | 0.12028 | 2.2881
5056 | 11.9609 | 4.7213 | 0.12593 | 2.3824
5057 | 11.457 | 4.661 | 0.11351 | 2.4637
5058 | 10.9868 | 4.5615 | 0.12627 | 2.2668
5059 | 11.2827 | 4.835 | 0.11896 | 2.288
5060 | 10.6372 | 4.6465 | 0.1195 | 2.0957
5061 | 10.5227 | 4.687 | 0.12466 | 2.2423
5062 | 11.1055 | 4.5776 | 0.12125 | 2.1891
5063 | 11.012 | 4.8706 | 0.12837 | 2.1224
5064 | 10.5498 | 4.6753 | 0.12319 | 2.4467
5065 | 10.8007 | 4.6881 | 0.11996 | 2.1074
5066 | 10.8978 | 4.7761 | 0.12656 | 2.2339
5067 | 10.8678 | 4.9352 | 0.11826 | 2.2141
5068 | 10.9419 | 4.6482 | 0.12337 | 2.1852
5069 | 10.6792 | 4.6508 | 0.12279 | 2.1562
5070 | 10.7297 | 4.2726 | 0.12702 | 2.4415
5071 | 11.1654 | 4.2636 | 0.12351 | 2.4784
5072 | 11.704 | 4.7484 | 0.12061 | 2.4529
5073 | 12.6636 | 4.4875 | 0.12385 | 2.3108
5074 | 13.9142 | 4.7604 | 0.12502 | 4.0537
5075 | 14.5183 | 4.3827 | 0.12214 | 5.6778
5076 | 15.4581 | 4.5611 | 0.1289 | 6.7519
5077 | 14.5185 | 4.6126 | 0.11538 | 7.5746
5078 | 13.8423 | 4.705 | 0.12763 | 8.2281
5079 | 12.2372 | 4.4541 | 0.12933 | 8.4842
5080 | 11.47 | 4.5741 | 0.13121 | 8.4753
5081 | 10.6008 | 4.8747 | 0.12387 | 8.3517
5082 | 10.6591 | 4.5362 | 0.13091 | 7.6777
5083 | 10.579 | 4.6924 | 0.12596 | 6.9321
5084 | 10.5961 | 4.9433 | 0.11596 | 5.7857
5085 | 10.3956 | 4.5622 | 0.11936 | 4.0559
5086 | 10.3181 | 4.5915 | 0.1205 | 2.5241
5087 | 10.6101 | 4.4005 | 0.12095 | 2.3493
5088 | 10.8956 | 4.758 | 0.11948 | 2.2361
5089 | 11.1068 | 4.659 | 0.12278 | 2.295
5090 | 11.3799 | 4.5076 | 0.12741 | 2.0082
5091 | 10.5407 | 4.8622 | 0.12112 | 2.1307
5092 | 10.795 | 4.5811 | 0.11132 | 2.054
5093 | 11.5518 | 4.3616 | 0.12043 | 1.943
5094 | 11.1082 | 4.7052 | 0.11989 | 2.1499
5095 | 11.161 | 4.5745 | 0.12439 | 2.2684
5096 | 12.0743 | 4.629 | 0.11217 | 2.4708
5097 | 12.2429 | 4.9262 | 0.12234 | 2.4039
5098 | 13.7352 | 4.5542 | 0.11552 | 2.8494
5099 | 14.3401 | 4.7037 | 0.11725 | 5.5279
5100 | 15.2495 | 4.2561 | 0.12056 | 5.3813
5101 | 14.6018 | 4.7575 | 0.11606 | 5.2573
5102 | 14.1763 | 4.5902 | 0.12523 | 4.9841
5103 | 11.9267 | 4.4943 | 0.11999 | 4.7917
5104 | 11.5946 | 4.7722 | 0.12739 | 4.1731
5105 | 10.9117 | 4.6418 | 0.1224 | 3.0998
5106 | 10.6808 | 4.8466 | 0.12734 | 2.4343
5107 | 10.4891 | 4.5751 | 0.1107 | 2.4169
5108 | 10.9688 | 4.7528 | 0.12865 | 2.3455
5109 | 11.443 | 4.3629 | 0.13326 | 2.1434
5110 | 11.1053 | 4.3113 | 0.12983 | 2.3081
5111 | 11.0832 | 4.565 | 0.12504 | 2.143
5112 | 11.0847 | 4.4829 | 0.12102 | 1.9732
5113 | 11.0985 | 4.6681 | 0.12702 | 1.9834
5114 | 11.0293 | 4.6049 | 0.12461 | 1.9184
5115 | 10.723 | 4.6064 | 0.12959 | 1.9108
5116 | 10.8351 | 4.8305 | 0.11857 | 1.8337
5117 | 11.1399 | 4.4261 | 0.12832 | 1.9894
5118 | 11.4783 | 4.413 | 0.12823 | 1.788
5119 | 11.0262 | 4.5687 | 0.12419 | 1.8097
5120 | 11.0574 | 4.5541 | 0.12645 | 1.9842
5121 | 10.5867 | 4.3299 | 0.12187 | 2.0176
5122 | 11.0463 | 4.5854 | 0.1237 | 1.9489
5123 | 10.8306 | 4.6647 | 0.1278 | 1.8952
5124 | 10.7141 | 4.6096 | 0.12645 | 2.118
5125 | 10.9305 | 4.3933 | 0.11966 | 2.1806
5126 | 10.5305 | 4.8014 | 0.11983 | 2.4835
5127 | 10.9823 | 4.7201 | 0.11694 | 2.7382
5128 | 10.7239 | 4.4242 | 0.11703 | 2.8956
5129 | 10.6864 | 4.4676 | 0.12012 | 2.7772
5130 | 10.3757 | 4.6427 | 0.1241 | 2.5236
5131 | 10.7343 | 4.7282 | 0.12585 | 2.2434
5132 | 9.9355 | 4.5239 | 0.12941 | 2.0686
5133 | 10.3615 | 4.7487 | 0.12854 | 2.0416
5134 | 10.5572 | 4.6082 | 0.12508 | 2.0296
5135 | 10.3716 | 4.6211 | 0.12009 | 2.0105
5136 | 11.2327 | 4.5792 | 0.12531 | 1.931
5137 | 11.1583 | 4.3261 | 0.12109 | 1.9472
5138 | 11.3442 | 4.292 | 0.12192 | 1.8803
5139 | 11.2298 | 4.39 | 0.12508 | 1.8814
5140 | 11.2966 | 4.4375 | 0.11759 | 1.8716
5141 | 10.9577 | 4.4917 | 0.12898 | 2.0566
5142 | 10.8965 | 4.4102 | 0.11973 | 1.6694
5143 | 11.2872 | 4.8322 | 0.12771 | 1.8379
5144 | 11.1041 | 4.4593 | 0.12493 | 1.8952
5145 | 10.6147 | 4.5038 | 0.12133 | 1.9736
5146 | 10.4087 | 4.3644 | 0.12372 | 1.948
5147 | 10.1133 | 4.4624 | 0.12289 | 2.1272
5148 | 10.804 | 4.4774 | 0.12259 | 1.9965
5149 | 11.2423 | 4.2515 | 0.11446 | 2.1396
5150 | 10.5448 | 4.3806 | 0.11919 | 2.0159
5151 | 11.3787 | 4.8691 | 0.12502 | 1.9474
5152 | 10.8404 | 4.7547 | 0.12274 | 1.8708
5153 | 11.5238 | 4.7159 | 0.12164 | 2.0272
5154 | 10.4567 | 4.3812 | 0.1257 | 2.1087
5155 | 10.976 | 4.3989 | 0.13047 | 1.9332
5156 | 11.0656 | 4.6816 | 0.11823 | 2.111
5157 | 10.7438 | 4.6988 | 0.1134 | 1.9417
5158 | 10.8831 | 4.4973 | 0.12009 | 1.9896
5159 | 10.9228 | 4.7298 | 0.12628 | 1.6633
5160 | 10.9585 | 4.7341 | 0.12635 | 1.8063
5161 | 11.3152 | 4.6179 | 0.12454 | 1.7592
5162 | 11.399 | 4.6444 | 0.12464 | 1.8613
5163 | 11.7087 | 4.6094 | 0.12329 | 1.9148
5164 | 11.5782 | 4.5975 | 0.12787 | 1.8572
5165 | 11.5618 | 4.6836 | 0.12883 | 1.8443
5166 | 11.7637 | 4.5158 | 0.12895 | 1.7336
5167 | 11.8335 | 4.8763 | 0.12105 | 1.9348
5168 | 11.6023 | 5.2681 | 0.12013 | 1.9826
5169 | 14.0045 | 5.187 | 0.11709 | 1.8513
5170 | 14.2572 | 4.6353 | 0.12285 | 1.934
5171 | 15.6137 | 4.6318 | 0.12285 | 2.0524
5172 | 15.4436 | 4.5013 | 0.11974 | 2.3213
5173 | 15.2374 | 4.5342 | 0.12901 | 2.2449
5174 | 14.2439 | 4.5282 | 0.11952 | 2.2885
5175 | 13.9149 | 4.4859 | 0.114 | 2.093
5176 | 11.9668 | 4.38 | 0.11611 | 2.3833
5177 | 11.2013 | 4.4793 | 0.1266 | 2.3973
5178 | 10.5798 | 4.766 | 0.12106 | 2.1742
5179 | 11.1767 | 4.4589 | 0.12457 | 2.3402
5180 | 10.7595 | 4.6591 | 0.12475 | 2.2131
5181 | 10.9845 | 4.6345 | 0.12436 | 2.2011
5182 | 10.7907 | 4.7614 | 0.11403 | 1.9409
5183 | 10.2993 | 4.1402 | 0.12628 | 1.96
5184 | 11.9713 | 4.8083 | 0.12233 | 1.7492
5185 | 11.8843 | 4.576 | 0.12728 | 1.5717
5186 | 11.0483 | 4.3521 | 0.12343 | 1.8073
5187 | 11.0992 | 4.4792 | 0.11997 | 1.904
5188 | 11.1731 | 4.7017 | 0.12006 | 1.6114
5189 | 11.1397 | 4.71 | 0.13572 | 1.8755
5190 | 11.3528 | 4.7863 | 0.12021 | 1.802
5191 | 11.4607 | 4.5947 | 0.12665 | 2.0008
5192 | 12.4189 | 4.3309 | 0.1143 | 2.0773
5193 | 13.238 | 4.598 | 0.13383 | 2.0548
5194 | 14.2157 | 4.8238 | 0.12418 | 2.3599
5195 | 15.1204 | 4.5144 | 0.12339 | 2.3791
5196 | 16.4945 | 4.571 | 0.12766 | 2.3594
5197 | 15.1278 | 4.5575 | 0.1228 | 2.4392
5198 | 14.0834 | 4.6231 | 0.10909 | 2.6083
5199 | 13.2084 | 4.4297 | 0.12488 | 2.4786
5200 | 11.7874 | 4.7919 | 0.12583 | 2.5201
5201 | 11.2738 | 4.5047 | 0.13023 | 2.9265
5202 | 10.5203 | 4.664 | 0.11925 | 2.9645
5203 | 10.7837 | 4.548 | 0.11775 | 2.4849
5204 | 10.5182 | 4.8676 | 0.12431 | 2.6118
5205 | 11.159 | 4.453 | 0.12198 | 2.4797
5206 | 11.0732 | 4.4961 | 0.12208 | 2.2899
5207 | 10.864 | 4.5466 | 0.12287 | 2.3201
5208 | 10.7973 | 4.71 | 0.12455 | 2.0823
5209 | 10.9142 | 4.5198 | 0.12318 | 2.0777
5210 | 10.9401 | 4.4697 | 0.12977 | 2.092
5211 | 11.4533 | 4.7568 | 0.1253 | 1.8612
5212 | 11.0461 | 4.5353 | 0.1257 | 2.0946
5213 | 11.188 | 4.6629 | 0.12384 | 1.9877
5214 | 11.6779 | 4.419 | 0.11749 | 1.9356
5215 | 11.5629 | 4.5239 | 0.13285 | 1.9688
5216 | 12.0745 | 4.6803 | 0.13087 | 1.9755
5217 | 13.1996 | 4.6553 | 0.12348 | 1.8936
5218 | 14.2203 | 4.2789 | 0.13079 | 2.2217
5219 | 15.0112 | 4.6395 | 0.12803 | 2.2945
5220 | 16.0346 | 4.3918 | 0.11656 | 2.3144
5221 | 15.3632 | 5.0886 | 0.12205 | 2.3378
5222 | 14.3908 | 4.4501 | 0.12351 | 2.4499
5223 | 13.0971 | 4.5889 | 0.11417 | 2.2514
5224 | 11.2994 | 4.755 | 0.1112 | 2.3144
5225 | 11.8731 | 4.5911 | 0.11334 | 2.1895
5226 | 10.5614 | 4.3736 | 0.12064 | 2.3509
5227 | 10.7395 | 4.6057 | 0.12567 | 2.3291
5228 | 10.7435 | 4.4711 | 0.11914 | 2.284
5229 | 11.1874 | 4.7255 | 0.12583 | 2.0896
5230 | 11.012 | 4.5648 | 0.12658 | 1.9711
5231 | 10.9067 | 4.3643 | 0.12982 | 1.9723
5232 | 10.8743 | 4.6529 | 0.12316 | 1.8751
5233 | 11.5505 | 4.6749 | 0.12993 | 2.1271
5234 | 10.8419 | 4.7516 | 0.11762 | 1.8037
5235 | 11.7775 | 4.3552 | 0.11687 | 1.8187
5236 | 11.1265 | 4.6163 | 0.12209 | 1.9149
5237 | 11.0277 | 4.6343 | 0.11269 | 1.8012
5238 | 12.0013 | 4.4153 | 0.12131 | 1.8437
5239 | 11.976 | 4.6347 | 0.12378 | 1.9872
5240 | 12.6733 | 4.6703 | 0.12401 | 2.022
5241 | 13.6149 | 4.6611 | 0.1257 | 2.2576
5242 | 14.3225 | 4.5406 | 0.11551 | 2.3242
5243 | 15.3408 | 4.4581 | 0.1252 | 2.3489
5244 | 15.3924 | 4.5349 | 0.12129 | 2.4466
5245 | 15.3604 | 4.4542 | 0.1181 | 2.458
5246 | 13.7741 | 4.158 | 0.12431 | 2.3284
5247 | 12.9197 | 4.8507 | 0.11774 | 2.2462
5248 | 11.9839 | 4.3752 | 0.11977 | 2.2373
5249 | 11.621 | 4.5496 | 0.12301 | 2.1432
5250 | 11.0665 | 4.473 | 0.13414 | 2.1907
5251 | 11.0623 | 4.6511 | 0.11979 | 1.9657
5252 | 11.1266 | 4.7588 | 0.12764 | 2.0937
5253 | 10.7102 | 4.4553 | 0.12411 | 2.0399
5254 | 11.6666 | 4.5858 | 0.12573 | 1.91
5255 | 11.0904 | 4.683 | 0.11747 | 1.8647
5256 | 11.3265 | 4.4853 | 0.12459 | 1.8523
5257 | 11.2356 | 4.8646 | 0.11491 | 1.9166
5258 | 11.2398 | 4.7241 | 0.12837 | 1.9946
5259 | 11.6186 | 4.6597 | 0.12133 | 1.8993
5260 | 10.9389 | 4.5505 | 0.12276 | 1.8647
5261 | 10.8793 | 4.3059 | 0.11766 | 1.8429
5262 | 11.7886 | 4.7122 | 0.11493 | 1.9933
5263 | 11.8513 | 4.6117 | 0.12761 | 1.9484
5264 | 12.1414 | 4.4994 | 0.12188 | 2.0581
5265 | 12.8494 | 4.6705 | 0.11957 | 1.9471
5266 | 14.9443 | 4.4171 | 0.1203 | 2.1434
5267 | 15.4101 | 4.5115 | 0.12282 | 2.3896
5268 | 15.9997 | 4.5591 | 0.12919 | 2.3679
5269 | 15.0305 | 4.5488 | 0.12604 | 2.3448
5270 | 13.6364 | 4.434 | 0.12523 | 2.4701
5271 | 12.1661 | 4.4248 | 0.12254 | 2.3918
5272 | 11.6464 | 4.6132 | 0.12119 | 2.5741
5273 | 11.3771 | 4.3402 | 0.12088 | 2.2705
5274 | 10.6521 | 4.5415 | 0.13039 | 2.5233
5275 | 10.986 | 4.6185 | 0.12399 | 2.2863
5276 | 10.6585 | 4.4947 | 0.1214 | 2.2613
5277 | 10.6596 | 4.5106 | 0.11531 | 2.1698
5278 | 10.6285 | 4.5719 | 0.12542 | 2.2547
5279 | 11.2895 | 4.6581 | 0.12824 | 2.1748
5280 | 11.1019 | 4.691 | 0.11614 | 2.0102
5281 | 10.9508 | 4.1338 | 0.12794 | 1.7361
5282 | 11.2249 | 4.6783 | 0.1216 | 1.9535
5283 | 11.4269 | 4.3442 | 0.12325 | 1.6947
5284 | 11.2181 | 4.6903 | 0.11859 | 1.6693
5285 | 10.6547 | 4.6076 | 0.11892 | 1.743
5286 | 11.5992 | 4.6242 | 0.11883 | 1.93
5287 | 11.2486 | 4.6107 | 0.12393 | 1.7652
5288 | 11.0724 | 4.7997 | 0.12546 | 1.8866
5289 | 11.3596 | 4.6889 | 0.12842 | 2.0149
5290 | 10.7329 | 4.5308 | 0.12597 | 2.0344
5291 | 10.9744 | 4.5875 | 0.12595 | 2.1202
5292 | 10.3636 | 4.989 | 0.12552 | 2.0601
5293 | 10.2015 | 4.5907 | 0.12767 | 2.3288
5294 | 10.5685 | 4.4086 | 0.12577 | 2.1772
5295 | 10.8684 | 4.5667 | 0.12424 | 2.125
5296 | 10.6563 | 4.7092 | 0.12357 | 2.345
5297 | 10.9147 | 4.5098 | 0.11936 | 2.1144
5298 | 10.8482 | 4.532 | 0.12206 | 1.9766
5299 | 11.1166 | 4.3969 | 0.13105 | 2.0041
5300 | 11.3604 | 4.5606 | 0.1174 | 1.7119
5301 | 11.2661 | 4.5661 | 0.12271 | 1.9594
5302 | 11.4706 | 4.7092 | 0.11961 | 1.8224
5303 | 10.785 | 4.4362 | 0.11922 | 1.8037
5304 | 10.7751 | 4.5555 | 0.12773 | 1.7791
5305 | 11.1941 | 4.7741 | 0.12656 | 1.7796
5306 | 10.1583 | 4.6769 | 0.12736 | 1.7904
5307 | 11.0529 | 4.3622 | 0.13004 | 1.8037
5308 | 11.533 | 4.8361 | 0.11724 | 1.8857
5309 | 11.3723 | 4.6495 | 0.12192 | 1.8402
5310 | 10.941 | 4.7039 | 0.12034 | 1.796
5311 | 11.2062 | 4.6978 | 0.12362 | 1.9045
5312 | 10.6823 | 4.4935 | 0.11811 | 2.0883
5313 | 10.87 | 4.2874 | 0.12183 | 2.1452
5314 | 10.6215 | 4.6141 | 0.11075 | 2.775
5315 | 10.0292 | 4.7397 | 0.12301 | 4.1753
5316 | 10.8462 | 4.5932 | 0.12219 | 3.5903
5317 | 10.7354 | 4.5111 | 0.12406 | 3.5995
5318 | 10.5927 | 4.6201 | 0.13181 | 3.3387
5319 | 10.3241 | 4.3757 | 0.11319 | 3.6063
5320 | 10.0141 | 4.4745 | 0.11663 | 3.4009
5321 | 10.9275 | 4.5451 | 0.11963 | 2.7501
5322 | 10.2023 | 4.6516 | 0.13022 | 2.1875
5323 | 10.7065 | 4.8176 | 0.1277 | 2.2247
5324 | 10.1261 | 4.7157 | 0.11997 | 2.1571
5325 | 11.1782 | 4.5088 | 0.12501 | 2.0944
5326 | 11.1746 | 4.7322 | 0.12384 | 1.9575
5327 | 11.2441 | 4.5156 | 0.12352 | 1.7826
5328 | 10.9415 | 4.6789 | 0.12075 | 1.9462
5329 | 11.3979 | 4.6075 | 0.12549 | 2.1135
5330 | 11.1797 | 4.3806 | 0.12817 | 1.9109
5331 | 10.7257 | 4.6208 | 0.12641 | 2.0866
5332 | 10.9547 | 4.5155 | 0.11454 | 1.9176
5333 | 11.491 | 4.9387 | 0.12036 | 2.0773
5334 | 11.7661 | 4.4821 | 0.12031 | 1.896
5335 | 11.3906 | 4.3547 | 0.12252 | 2.2038
5336 | 11.8442 | 4.3092 | 0.11639 | 2.2986
5337 | 12.4886 | 4.4706 | 0.13538 | 2.2847
5338 | 13.9257 | 4.5371 | 0.12642 | 2.5342
5339 | 14.8146 | 4.624 | 0.12859 | 4.4439
5340 | 14.9841 | 4.6715 | 0.12334 | 6.5256
5341 | 15.1744 | 4.4874 | 0.1229 | 8.0269
5342 | 13.3217 | 4.7344 | 0.13042 | 8.8851
5343 | 12.6367 | 4.7745 | 0.12428 | 9.3338
5344 | 11.1214 | 4.3186 | 0.12231 | 9.2956
5345 | 10.3109 | 4.4982 | 0.11749 | 8.6081
5346 | 10.3278 | 4.6429 | 0.12042 | 6.927
5347 | 9.8304 | 4.4788 | 0.12204 | 4.9636
5348 | 10.8223 | 4.406 | 0.12209 | 2.647
5349 | 10.028 | 4.6901 | 0.11125 | 2.4033
5350 | 10.665 | 4.5733 | 0.11309 | 2.4
5351 | 10.8366 | 4.4866 | 0.12569 | 2.142
5352 | 10.6716 | 4.5478 | 0.12295 | 2.2062
5353 | 10.7435 | 4.4145 | 0.12348 | 2.146
5354 | 11.2873 | 4.488 | 0.12395 | 2.1469
5355 | 11.0983 | 4.6819 | 0.1261 | 1.9954
5356 | 10.913 | 4.5456 | 0.12851 | 2.1034
5357 | 11.2053 | 4.8117 | 0.11705 | 2.0827
5358 | 11.5075 | 4.3118 | 0.11469 | 1.892
5359 | 10.9293 | 4.2847 | 0.12667 | 2.2134
5360 | 11.9827 | 4.5381 | 0.121 | 2.4963
5361 | 12.9019 | 4.7418 | 0.11868 | 2.46
5362 | 14.0777 | 4.4526 | 0.12266 | 3.9852
5363 | 15.5797 | 4.4984 | 0.11879 | 6.4917
5364 | 15.4646 | 4.9235 | 0.13154 | 9.0007
5365 | 14.936 | 4.5757 | 0.12942 | 10.7985
5366 | 13.7747 | 4.642 | 0.12642 | 11.7916
5367 | 11.719 | 4.7432 | 0.11798 | 12.3693
5368 | 11.7511 | 4.3886 | 0.12349 | 12.2489
5369 | 10.7893 | 4.5772 | 0.12167 | 11.6212
5370 | 10.4931 | 4.3614 | 0.1181 | 10.0347
5371 | 10.0384 | 4.6924 | 0.12789 | 8.1467
5372 | 10.7021 | 4.5496 | 0.1103 | 5.5012
5373 | 10.2189 | 4.4951 | 0.12572 | 3.0915
5374 | 10.204 | 4.3743 | 0.12515 | 2.5802
5375 | 10.7409 | 4.4012 | 0.12013 | 2.2631
5376 | 11.1612 | 4.4645 | 0.12947 | 2.2592
5377 | 11.2132 | 4.5577 | 0.12309 | 2.1283
5378 | 10.5213 | 4.4509 | 0.13033 | 1.9728
5379 | 11.2624 | 4.586 | 0.12881 | 2.0511
5380 | 11.2658 | 4.6902 | 0.13165 | 2.003
5381 | 11.6656 | 4.5507 | 0.12837 | 1.6932
5382 | 11.5613 | 4.6472 | 0.12288 | 1.8881
5383 | 11.3215 | 4.6152 | 0.11958 | 2.0549
5384 | 12.2484 | 4.3603 | 0.12805 | 2.2568
5385 | 13.1986 | 4.475 | 0.11893 | 2.343
5386 | 14.0616 | 4.4677 | 0.12574 | 2.2259
5387 | 15.2851 | 4.583 | 0.11804 | 2.5198
5388 | 15.6514 | 4.4633 | 0.12374 | 4.2449
5389 | 15.0498 | 4.3247 | 0.13006 | 5.8501
5390 | 13.745 | 4.6475 | 0.12205 | 6.557
5391 | 13.1201 | 4.3876 | 0.12716 | 7.2068
5392 | 11.3669 | 4.503 | 0.11203 | 7.1336
5393 | 11.4334 | 4.4943 | 0.12171 | 6.0891
5394 | 10.6539 | 4.6578 | 0.12945 | 4.7612
5395 | 10.5755 | 4.52 | 0.13048 | 2.7862
5396 | 10.5193 | 4.3536 | 0.12068 | 2.4063
5397 | 10.8556 | 4.5159 | 0.11517 | 2.3397
5398 | 11.5714 | 4.3579 | 0.11684 | 2.2683
5399 | 10.598 | 4.7399 | 0.12124 | 2.1487
5400 | 11.3237 | 4.5963 | 0.11032 | 2.1621
5401 | 10.7818 | 4.9749 | 0.12917 | 2.1568
5402 | 11.6425 | 4.637 | 0.11689 | 2.055
5403 | 11.3383 | 4.5877 | 0.12095 | 1.8238
5404 | 11.1451 | 4.7238 | 0.12201 | 1.9678
5405 | 11.7242 | 4.8205 | 0.11992 | 2.0008
5406 | 11.2466 | 4.7007 | 0.12553 | 1.9459
5407 | 11.681 | 4.578 | 0.12159 | 2.1235
5408 | 11.846 | 4.6031 | 0.12038 | 2.4051
5409 | 13.0488 | 4.4699 | 0.12706 | 2.396
5410 | 13.9162 | 4.6744 | 0.1228 | 3.9015
5411 | 14.7476 | 4.6284 | 0.11717 | 6.9723
5412 | 15.428 | 4.6872 | 0.11622 | 9.1566
5413 | 14.2097 | 4.5533 | 0.12398 | 11.1727
5414 | 13.5494 | 4.5809 | 0.12137 | 12.2155
5415 | 12.5575 | 4.4781 | 0.11697 | 12.9653
5416 | 10.8835 | 4.3978 | 0.11755 | 13.1102
5417 | 9.7905 | 4.7752 | 0.12658 | 12.2311
5418 | 9.7523 | 4.6364 | 0.1292 | 10.5543
5419 | 10.405 | 4.6403 | 0.12301 | 8.7273
5420 | 10.3452 | 4.6264 | 0.12107 | 6.0943
5421 | 10.4337 | 4.7071 | 0.13069 | 4.35
5422 | 9.9744 | 4.7007 | 0.12101 | 2.4974
5423 | 10.8357 | 4.3375 | 0.11657 | 2.4028
5424 | 10.7747 | 4.5078 | 0.12502 | 2.437
5425 | 10.8822 | 4.5094 | 0.11861 | 2.0331
5426 | 11.2803 | 4.7114 | 0.12315 | 2.106
5427 | 10.799 | 4.6165 | 0.118 | 2.2525
5428 | 11.2364 | 4.7742 | 0.12825 | 2.0834
5429 | 11.6513 | 4.7418 | 0.12256 | 1.9471
5430 | 11.4862 | 4.6801 | 0.1286 | 2.0833
5431 | 11.433 | 4.3975 | 0.11952 | 2.1896
5432 | 12.0319 | 4.7205 | 0.12604 | 2.2033
5433 | 13.2173 | 4.7358 | 0.125 | 2.2685
5434 | 14.1469 | 4.7391 | 0.1288 | 2.3436
5435 | 14.6851 | 4.4508 | 0.1234 | 2.4453
5436 | 15.0234 | 4.5025 | 0.12182 | 2.6608
5437 | 15.389 | 4.4145 | 0.11779 | 3.61
5438 | 13.5257 | 4.5033 | 0.12512 | 3.9726
5439 | 12.7239 | 4.518 | 0.12031 | 4.4266
5440 | 11.7328 | 4.3812 | 0.13189 | 4.6071
5441 | 10.833 | 4.7325 | 0.13233 | 3.9259
5442 | 10.9412 | 4.4464 | 0.12189 | 2.943
5443 | 10.6035 | 4.5116 | 0.13054 | 2.558
5444 | 10.6463 | 4.9459 | 0.13035 | 2.3739
5445 | 10.907 | 4.6759 | 0.12205 | 2.2106
5446 | 11.0076 | 4.5715 | 0.11591 | 2.2113
5447 | 11.3144 | 4.4619 | 0.1251 | 2.2171
5448 | 10.8573 | 4.2351 | 0.11886 | 2.2346
5449 | 10.7866 | 4.6055 | 0.12328 | 1.9293
5450 | 11.648 | 4.4717 | 0.11518 | 1.9644
5451 | 11.3367 | 4.939 | 0.13149 | 1.9425
5452 | 11.0741 | 4.6009 | 0.1181 | 1.974
5453 | 11.2817 | 4.6477 | 0.12017 | 1.8646
5454 | 10.585 | 4.7978 | 0.12199 | 1.9061
5455 | 11.8688 | 4.6048 | 0.11582 | 1.9369
5456 | 10.4876 | 4.604 | 0.11554 | 2.1485
5457 | 10.2812 | 4.8659 | 0.11943 | 2.1421
5458 | 10.5863 | 4.586 | 0.11766 | 1.9558
5459 | 10.4465 | 4.5546 | 0.12278 | 2.2648
5460 | 10.7114 | 4.6593 | 0.12146 | 2.173
5461 | 10.5428 | 4.4642 | 0.12996 | 2.4173
5462 | 10.0872 | 4.387 | 0.12248 | 2.7825
5463 | 10.8696 | 4.6405 | 0.11817 | 3.1005
5464 | 10.4505 | 4.5948 | 0.1217 | 3.0123
5465 | 10.3259 | 4.6486 | 0.12862 | 2.9636
5466 | 10.0006 | 4.7765 | 0.11954 | 2.5391
5467 | 10.3364 | 4.426 | 0.12438 | 2.0637
5468 | 10.5033 | 4.5452 | 0.12441 | 2.0503
5469 | 10.8141 | 4.5075 | 0.12412 | 2.0567
5470 | 10.2758 | 4.6146 | 0.13036 | 2.0023
5471 | 11.1867 | 4.7318 | 0.12821 | 1.9783
5472 | 11.0009 | 4.3506 | 0.12112 | 2.1711
5473 | 10.756 | 4.7196 | 0.12305 | 2.0235
5474 | 11.0603 | 4.297 | 0.11947 | 2.0959
5475 | 10.8829 | 4.169 | 0.12388 | 2.0939
5476 | 10.7032 | 4.6045 | 0.12445 | 2.1458
5477 | 10.6212 | 4.5881 | 0.11507 | 2.0351
5478 | 10.5537 | 4.5374 | 0.12107 | 2.1387
5479 | 10.5465 | 4.3582 | 0.12356 | 2.1663
5480 | 10.7221 | 4.6616 | 0.12073 | 2.0458
5481 | 10.5449 | 4.8565 | 0.11552 | 2.2713
5482 | 10.5852 | 4.7702 | 0.12686 | 2.1697
5483 | 10.2119 | 4.6671 | 0.1328 | 2.916
5484 | 10.1163 | 4.6293 | 0.13006 | 3.9005
5485 | 9.9786 | 4.6223 | 0.12413 | 4.3859
5486 | 10.46 | 4.5819 | 0.11931 | 4.7146
5487 | 9.5666 | 4.6753 | 0.12523 | 4.8834
5488 | 10.0837 | 4.6775 | 0.12113 | 5.056
5489 | 10.7103 | 4.6109 | 0.11456 | 5.3547
5490 | 10.3477 | 4.6048 | 0.10924 | 5.2527
5491 | 10.0371 | 4.2847 | 0.12546 | 4.9136
5492 | 9.961 | 4.7038 | 0.12339 | 4.3251
5493 | 10.0538 | 4.4964 | 0.11977 | 3.6513
5494 | 10.7046 | 4.6636 | 0.12066 | 3.2085
5495 | 10.5926 | 4.5527 | 0.12499 | 2.3487
5496 | 10.0802 | 4.5234 | 0.12682 | 2.2037
5497 | 11.1013 | 4.551 | 0.12341 | 2.3818
5498 | 10.7193 | 4.377 | 0.11857 | 2.3354
5499 | 10.7229 | 4.3479 | 0.11977 | 2.2358
5500 | 10.8983 | 4.555 | 0.11485 | 2.2939
5501 | 10.6466 | 4.5175 | 0.12231 | 2.3898
5502 | 10.9235 | 4.7094 | 0.12605 | 2.371
5503 | 10.8699 | 4.6017 | 0.1179 | 2.6012
5504 | 11.4231 | 4.3812 | 0.12767 | 3.2519
5505 | 12.7287 | 4.5045 | 0.12157 | 6.1337
5506 | 13.5746 | 4.5319 | 0.12388 | 8.9725
5507 | 14.0145 | 4.6587 | 0.11871 | 11.4832
5508 | 15.0284 | 4.445 | 0.12255 | 13.6678
5509 | 14.6036 | 4.6053 | 0.12155 | 15.3499
5510 | 13.1872 | 4.43 | 0.12376 | 16.4096
5511 | 12.4157 | 4.4506 | 0.12017 | 16.9154
5512 | 11.0706 | 4.4137 | 0.122 | 17.1127
5513 | 10.8366 | 4.5118 | 0.12775 | 16.3854
5514 | 10.0228 | 4.4263 | 0.12038 | 14.9205
5515 | 9.5347 | 4.573 | 0.12291 | 12.7797
5516 | 9.8068 | 4.4512 | 0.11771 | 10.8641
5517 | 10.3233 | 4.7319 | 0.12037 | 9.5578
5518 | 10.0073 | 4.8308 | 0.1276 | 8.2844
5519 | 10.1923 | 4.5731 | 0.13306 | 7.0021
5520 | 9.8638 | 4.4544 | 0.11585 | 5.7187
5521 | 10.0178 | 4.722 | 0.12075 | 4.7843
5522 | 10.1238 | 4.6325 | 0.12563 | 3.9381
5523 | 10.3011 | 4.8555 | 0.10559 | 3.5351
5524 | 10.5981 | 4.6193 | 0.12503 | 2.9904
5525 | 10.3317 | 4.3808 | 0.11656 | 2.4971
5526 | 10.7808 | 4.7654 | 0.12639 | 3.2705
5527 | 10.8552 | 4.5979 | 0.12123 | 5.9069
5528 | 11.3142 | 4.7628 | 0.11605 | 8.7443
5529 | 12.8612 | 4.5544 | 0.12272 | 11.5838
5530 | 13.2664 | 4.2221 | 0.12373 | 14.0475
5531 | 13.8668 | 4.5099 | 0.11374 | 16.8706
5532 | 14.4918 | 4.3902 | 0.12029 | 17.6188
5533 | 14.6778 | 4.746 | 0.12794 | 17.6695
5534 | 13.1943 | 4.5477 | 0.11807 | 16.7478
5535 | 11.7942 | 4.6504 | 0.12409 | 15.7493
5536 | 11.2691 | 4.4881 | 0.13156 | 14.7883
5537 | 10.7065 | 4.6138 | 0.1324 | 13.9535
5538 | 9.481 | 4.7573 | 0.11748 | 12.7216
5539 | 9.6763 | 4.5843 | 0.12761 | 11.593
5540 | 9.9217 | 4.7575 | 0.11748 | 10.0248
5541 | 9.7128 | 4.5315 | 0.12093 | 8.3253
5542 | 9.8753 | 4.6837 | 0.12183 | 6.6525
5543 | 10.5576 | 4.5387 | 0.11866 | 4.8569
5544 | 10.7773 | 4.2484 | 0.11672 | 3.1195
5545 | 10.336 | 4.8052 | 0.11995 | 2.4702
5546 | 10.5393 | 4.5445 | 0.12464 | 2.5016
5547 | 10.9458 | 4.6642 | 0.12329 | 2.2241
5548 | 10.9218 | 4.4018 | 0.12781 | 2.2879
5549 | 10.6286 | 4.5124 | 0.1152 | 2.2894
5550 | 10.891 | 4.5543 | 0.12399 | 2.319
5551 | 10.6187 | 4.6501 | 0.12592 | 2.2377
5552 | 11.8879 | 4.4291 | 0.1215 | 2.4434
5553 | 13.4367 | 4.573 | 0.11806 | 4.4752
5554 | 14.379 | 4.7102 | 0.12864 | 6.9804
5555 | 14.7235 | 4.215 | 0.13141 | 8.9974
5556 | 14.666 | 4.7156 | 0.12179 | 10.7014
5557 | 14.4961 | 4.6965 | 0.12355 | 12.1181
5558 | 13.5339 | 4.7265 | 0.11938 | 12.9579
5559 | 12.1635 | 4.4045 | 0.11818 | 13.4275
5560 | 11.5987 | 4.6562 | 0.11857 | 13.3744
5561 | 10.6029 | 4.7039 | 0.11875 | 12.9348
5562 | 10.2103 | 4.5609 | 0.12601 | 11.5743
5563 | 10.4472 | 4.6679 | 0.12221 | 9.6298
5564 | 10.2843 | 4.7139 | 0.12056 | 7.7366
5565 | 10.0818 | 4.5494 | 0.12209 | 5.4373
5566 | 10.2229 | 4.3136 | 0.11901 | 3.1007
5567 | 10.6996 | 4.7329 | 0.12302 | 2.5399
5568 | 11.2347 | 4.6315 | 0.12641 | 2.2833
5569 | 10.9326 | 4.4178 | 0.12558 | 2.3686
5570 | 10.7625 | 4.3924 | 0.128 | 2.094
5571 | 10.9597 | 4.8727 | 0.12582 | 2.0506
5572 | 10.8874 | 4.4076 | 0.12569 | 2.237
5573 | 12.0064 | 4.4927 | 0.12534 | 1.9588
5574 | 11.0406 | 4.4201 | 0.11668 | 1.9357
5575 | 10.7195 | 4.7004 | 0.12674 | 2.0101
5576 | 11.8439 | 4.3968 | 0.12797 | 2.2172
5577 | 12.6144 | 4.4846 | 0.12871 | 2.3365
5578 | 14.2159 | 4.2559 | 0.12858 | 2.4785
5579 | 14.8911 | 4.5002 | 0.11918 | 4.4631
5580 | 14.9567 | 4.9938 | 0.11638 | 6.1784
5581 | 14.3158 | 4.5629 | 0.1252 | 7.6336
5582 | 13.5242 | 4.8164 | 0.12091 | 8.6955
5583 | 11.8575 | 4.6731 | 0.12044 | 9.0094
5584 | 11.274 | 4.633 | 0.13783 | 8.9336
5585 | 10.4102 | 4.5942 | 0.12416 | 8.2028
5586 | 10.4869 | 4.7066 | 0.11865 | 6.7006
5587 | 10.9159 | 4.5081 | 0.11562 | 4.7691
5588 | 10.843 | 4.9578 | 0.12317 | 2.7941
5589 | 10.2723 | 4.5796 | 0.13499 | 2.2795
5590 | 10.7114 | 4.3603 | 0.11579 | 2.4561
5591 | 10.2725 | 4.4706 | 0.12384 | 2.1538
5592 | 10.8057 | 4.5259 | 0.12529 | 2.0996
5593 | 11.1327 | 4.4634 | 0.12311 | 2.1524
5594 | 11.0351 | 4.7166 | 0.11591 | 1.9911
5595 | 10.8354 | 4.6253 | 0.12775 | 2.3626
5596 | 10.6763 | 4.4625 | 0.1227 | 2.0314
5597 | 10.8337 | 4.7443 | 0.12835 | 2.1362
5598 | 11.1858 | 4.4271 | 0.11828 | 1.9532
5599 | 11.4747 | 4.6491 | 0.12691 | 2.1318
5600 | 12.3913 | 4.4639 | 0.1262 | 2.0328
5601 | 13.3369 | 4.5375 | 0.11738 | 2.064
5602 | 14.4411 | 4.6776 | 0.11633 | 2.1591
5603 | 15.2939 | 4.5832 | 0.11944 | 2.3765
5604 | 15.7846 | 4.6651 | 0.13208 | 2.2623
5605 | 15.3467 | 4.4517 | 0.12877 | 2.2556
5606 | 13.8955 | 4.4887 | 0.12323 | 2.4491
5607 | 13.3322 | 4.5545 | 0.1196 | 2.502
5608 | 12.0536 | 4.5483 | 0.12052 | 2.4849
5609 | 11.4128 | 4.6503 | 0.12221 | 2.2048
5610 | 11.0627 | 4.4438 | 0.12552 | 2.2945
5611 | 10.6505 | 4.815 | 0.12283 | 2.4518
5612 | 11.0747 | 4.7315 | 0.12302 | 2.3584
5613 | 10.7826 | 4.8465 | 0.12146 | 2.2039
5614 | 10.6289 | 4.4675 | 0.13133 | 2.3001
5615 | 11.1847 | 4.5926 | 0.12035 | 2.197
5616 | 11.209 | 4.4838 | 0.12423 | 2.0823
5617 | 10.8234 | 4.4085 | 0.12437 | 1.9396
5618 | 11.0176 | 4.8749 | 0.12339 | 2.0835
5619 | 11.1495 | 4.5854 | 0.12166 | 1.8533
5620 | 11.3106 | 4.674 | 0.12497 | 1.9856
5621 | 11.325 | 4.7153 | 0.11914 | 1.7969
5622 | 11.0295 | 4.5961 | 0.11752 | 1.8452
5623 | 10.6661 | 4.7774 | 0.13112 | 1.8036
5624 | 11.1981 | 4.7864 | 0.12642 | 1.8564
5625 | 10.9935 | 4.6359 | 0.12118 | 1.9516
5626 | 11.3044 | 4.4118 | 0.11522 | 2.1011
5627 | 10.9402 | 4.6776 | 0.12149 | 1.932
5628 | 10.673 | 4.5802 | 0.12236 | 2.2092
5629 | 10.4496 | 4.5555 | 0.12564 | 2.1214
5630 | 10.5343 | 4.9155 | 0.12242 | 2.2092
5631 | 10.8724 | 4.4919 | 0.13007 | 2.0596
5632 | 10.6954 | 4.5747 | 0.12798 | 2.6624
5633 | 10.0823 | 4.5531 | 0.12304 | 2.6411
5634 | 10.8539 | 4.5929 | 0.12495 | 2.7373
5635 | 10.255 | 4.486 | 0.13036 | 2.1701
5636 | 10.3865 | 4.5054 | 0.11676 | 2.3047
5637 | 10.0129 | 4.5292 | 0.12411 | 2.1383
5638 | 10.8366 | 4.5992 | 0.11255 | 2.0472
5639 | 11.0305 | 4.4635 | 0.12551 | 2.2066
5640 | 10.9078 | 4.4603 | 0.12216 | 2.0976
5641 | 11.1857 | 4.7501 | 0.13224 | 1.8331
5642 | 10.4577 | 4.4832 | 0.12685 | 2.0588
5643 | 10.5647 | 4.547 | 0.11476 | 1.9671
5644 | 11.0858 | 4.4708 | 0.12182 | 1.7182
5645 | 11.1066 | 4.8855 | 0.11911 | 2.008
5646 | 10.9294 | 4.6591 | 0.11789 | 1.9212
5647 | 11.3164 | 4.7635 | 0.11827 | 1.9707
5648 | 10.4093 | 4.5065 | 0.12589 | 2.0619
5649 | 9.8986 | 4.5291 | 0.12965 | 2.075
5650 | 10.4904 | 4.3793 | 0.12446 | 2.322
5651 | 10.1961 | 4.9138 | 0.12555 | 2.9057
5652 | 9.8868 | 4.4867 | 0.1187 | 3.8367
5653 | 9.9086 | 4.6682 | 0.12058 | 4.644
5654 | 9.8713 | 4.3161 | 0.12348 | 5.2074
5655 | 10.2904 | 4.5305 | 0.11995 | 5.4665
5656 | 10.092 | 4.4933 | 0.11631 | 5.4438
5657 | 10.4275 | 4.6481 | 0.11389 | 4.9206
5658 | 10.2191 | 4.4244 | 0.11304 | 4.1429
5659 | 10.2907 | 4.3849 | 0.12165 | 3.2462
5660 | 10.6885 | 4.6565 | 0.11948 | 2.3371
5661 | 10.4451 | 4.3154 | 0.12674 | 2.1596
5662 | 10.8053 | 4.7991 | 0.13389 | 2.0809
5663 | 11.2131 | 4.5939 | 0.12742 | 2.0804
5664 | 10.8833 | 4.7467 | 0.12175 | 2.0727
5665 | 10.9071 | 4.6364 | 0.12356 | 2.2786
5666 | 10.9004 | 4.6876 | 0.12428 | 2.252
5667 | 11.2332 | 4.7448 | 0.11874 | 2.0514
5668 | 10.9211 | 4.3782 | 0.11365 | 2.1792
5669 | 11.0201 | 4.4207 | 0.1241 | 2.1341
5670 | 11.5203 | 4.542 | 0.12783 | 2.045
5671 | 11.1442 | 4.4692 | 0.12076 | 2.3274
5672 | 12.0829 | 4.2836 | 0.12098 | 2.4025
5673 | 13.2455 | 4.5786 | 0.11952 | 3.0357
5674 | 13.9063 | 4.8966 | 0.11807 | 6.1133
5675 | 14.5976 | 4.8496 | 0.11894 | 9.0438
5676 | 14.7494 | 4.5559 | 0.12645 | 11.3033
5677 | 14.3018 | 4.6132 | 0.10914 | 13.1267
5678 | 13.0622 | 4.6446 | 0.11844 | 14.504
5679 | 12.2041 | 4.4417 | 0.12014 | 15.0638
5680 | 11.1439 | 4.7142 | 0.12891 | 15.2403
5681 | 10.638 | 4.6719 | 0.11718 | 14.2126
5682 | 9.7605 | 4.5593 | 0.12206 | 12.6728
5683 | 10.5208 | 4.5427 | 0.13339 | 10.5114
5684 | 10.2741 | 4.7831 | 0.12431 | 8.2911
5685 | 10.0779 | 4.5974 | 0.11811 | 6.0775
5686 | 9.9867 | 4.6488 | 0.12809 | 3.8621
5687 | 10.395 | 4.7776 | 0.1196 | 2.457
5688 | 10.6948 | 4.6115 | 0.1337 | 2.3747
5689 | 10.9134 | 4.6661 | 0.12603 | 2.2697
5690 | 10.9624 | 4.8528 | 0.12118 | 2.1564
5691 | 10.7429 | 4.7268 | 0.12029 | 2.1838
5692 | 10.8396 | 4.8522 | 0.12275 | 2.0265
5693 | 10.9683 | 4.3376 | 0.12044 | 1.9395
5694 | 11.3294 | 4.3481 | 0.1204 | 2.0248
5695 | 11.6752 | 4.5603 | 0.12419 | 2.2592
5696 | 11.8188 | 4.5566 | 0.12751 | 2.2151
5697 | 13.658 | 4.5942 | 0.12089 | 2.4883
5698 | 13.8006 | 4.5828 | 0.12631 | 2.8694
5699 | 14.8969 | 4.6782 | 0.11749 | 5.4621
5700 | 15.3182 | 4.6139 | 0.12773 | 7.4219
5701 | 14.4506 | 4.6925 | 0.12573 | 9.0462
5702 | 13.2051 | 4.7816 | 0.1258 | 10.303
5703 | 11.9797 | 4.6602 | 0.1209 | 10.5912
5704 | 11.611 | 4.569 | 0.11671 | 10.3985
5705 | 10.3385 | 4.4478 | 0.13127 | 9.7818
5706 | 10.2374 | 4.4277 | 0.11701 | 7.9473
5707 | 10.2868 | 4.9272 | 0.12025 | 5.7592
5708 | 10.9138 | 4.7611 | 0.11979 | 3.6014
5709 | 10.0009 | 4.544 | 0.12686 | 2.5101
5710 | 11.0447 | 4.6932 | 0.12282 | 2.4614
5711 | 10.6468 | 4.6049 | 0.13324 | 2.4849
5712 | 10.6311 | 4.9478 | 0.11444 | 2.2189
5713 | 10.6392 | 4.9542 | 0.13097 | 2.1384
5714 | 11.0972 | 4.4155 | 0.12444 | 2.2309
5715 | 11.3849 | 4.4252 | 0.12635 | 2.1388
5716 | 10.5551 | 4.4537 | 0.11946 | 2.2047
5717 | 10.5053 | 4.6645 | 0.13108 | 2.0398
5718 | 11.2334 | 4.7686 | 0.12346 | 1.941
5719 | 11.697 | 4.3986 | 0.12927 | 2.1755
5720 | 12.1483 | 4.823 | 0.12534 | 2.2621
5721 | 12.6619 | 4.3497 | 0.1288 | 2.4006
5722 | 13.933 | 4.4902 | 0.12443 | 5.3421
5723 | 14.7546 | 4.4404 | 0.12164 | 7.8449
5724 | 14.7156 | 4.7722 | 0.1169 | 10.1998
5725 | 14.5064 | 4.84 | 0.1207 | 11.8078
5726 | 13.4905 | 4.4669 | 0.11825 | 13.0517
5727 | 12.0202 | 4.3626 | 0.12993 | 13.5085
5728 | 11.4318 | 4.4666 | 0.12349 | 13.3917
5729 | 10.5719 | 4.5781 | 0.125 | 12.6113
5730 | 10.3388 | 4.59 | 0.12892 | 11.0069
5731 | 10.0699 | 4.3297 | 0.12135 | 8.815
5732 | 10.7411 | 4.4891 | 0.12481 | 6.6742
5733 | 9.9141 | 4.6383 | 0.1212 | 5.619
5734 | 10.145 | 4.6971 | 0.12621 | 4.3684
5735 | 10.2156 | 4.5078 | 0.11127 | 3.2279
5736 | 10.8018 | 4.5095 | 0.12243 | 2.6114
5737 | 10.9868 | 4.3496 | 0.11417 | 2.5031
5738 | 10.7957 | 4.4906 | 0.1285 | 2.4624
5739 | 10.0382 | 4.6604 | 0.12006 | 2.3863
5740 | 10.4289 | 4.6821 | 0.13717 | 2.2397
5741 | 10.7601 | 4.4784 | 0.12875 | 2.3062
5742 | 11.0874 | 4.6167 | 0.125 | 2.5517
5743 | 11.2234 | 4.6081 | 0.12873 | 2.5413
5744 | 11.6665 | 4.3747 | 0.1322 | 2.373
5745 | 12.8472 | 4.6519 | 0.12528 | 2.5815
5746 | 14.2231 | 4.4746 | 0.11766 | 3.7109
5747 | 15.2467 | 4.5354 | 0.11702 | 4.7832
5748 | 15.8121 | 4.5622 | 0.11666 | 4.8768
5749 | 15.2814 | 4.444 | 0.11591 | 4.0707
5750 | 13.4993 | 4.7168 | 0.12514 | 6.4346
5751 | 12.8818 | 4.6105 | 0.13563 | 6.4691
5752 | 11.7584 | 4.7498 | 0.1267 | 6.6165
5753 | 10.5365 | 4.6439 | 0.12105 | 6.363
5754 | 10.2863 | 4.2285 | 0.12545 | 5.8415
5755 | 10.5866 | 4.7158 | 0.12244 | 4.8802
5756 | 10.3022 | 4.6207 | 0.12353 | 3.8914
5757 | 10.879 | 4.824 | 0.12655 | 2.979
5758 | 10.5634 | 4.5829 | 0.12949 | 2.5457
5759 | 10.3095 | 4.5933 | 0.12274 | 2.5386
5760 | 10.7827 | 4.7227 | 0.12671 | 2.3388
5761 | 10.5357 | 4.4724 | 0.12159 | 2.3059
5762 | 9.9085 | 4.6055 | 0.124 | 2.2977
5763 | 10.904 | 4.7887 | 0.1201 | 2.3943
5764 | 11.0811 | 4.7598 | 0.12432 | 2.2812
5765 | 11.1064 | 4.5506 | 0.11891 | 2.1849
5766 | 10.9913 | 4.7824 | 0.12212 | 2.1359
5767 | 11.4554 | 4.7932 | 0.12345 | 2.2622
5768 | 11.8385 | 4.7524 | 0.12332 | 2.4848
5769 | 12.6872 | 4.6412 | 0.12221 | 2.4295
5770 | 14.2857 | 4.7594 | 0.11838 | 2.5201
5771 | 14.7337 | 4.6233 | 0.11701 | 2.4834
5772 | 15.7913 | 4.4606 | 0.11804 | 3.5288
5773 | 14.6258 | 4.5967 | 0.1193 | 4.5277
5774 | 13.6439 | 4.5285 | 0.12596 | 5.0353
5775 | 12.6628 | 4.7312 | 0.12407 | 5.2023
5776 | 11.5405 | 4.6994 | 0.12225 | 4.9544
5777 | 11.2247 | 4.7184 | 0.1258 | 4.6767
5778 | 10.2609 | 4.3246 | 0.12485 | 3.9972
5779 | 10.521 | 4.5888 | 0.12397 | 3.0988
5780 | 10.6641 | 4.3913 | 0.12 | 2.5844
5781 | 10.5923 | 4.4625 | 0.12757 | 2.4017
5782 | 10.2881 | 4.3997 | 0.12421 | 2.3003
5783 | 11.0405 | 4.4871 | 0.12025 | 2.4231
5784 | 10.7249 | 4.4674 | 0.12117 | 2.2035
5785 | 10.5319 | 4.7211 | 0.11566 | 1.9187
5786 | 10.573 | 4.4307 | 0.11365 | 2.0465
5787 | 10.7476 | 4.6018 | 0.12518 | 2.0472
5788 | 11.0569 | 4.5923 | 0.1194 | 2.0565
5789 | 10.3623 | 4.4546 | 0.12891 | 2.0723
5790 | 10.8534 | 4.99 | 0.11694 | 1.8653
5791 | 10.7211 | 4.7894 | 0.12341 | 2.109
5792 | 10.5334 | 4.6236 | 0.13088 | 2.2379
5793 | 10.9922 | 4.6968 | 0.12452 | 2.2464
5794 | 10.2108 | 4.6665 | 0.13118 | 3.182
5795 | 9.8908 | 4.3181 | 0.12698 | 3.6807
5796 | 9.5249 | 4.7577 | 0.12904 | 4.4695
5797 | 10.7186 | 4.5261 | 0.12939 | 4.756
5798 | 10.1643 | 4.6151 | 0.12996 | 5.1132
5799 | 10.83 | 4.5206 | 0.12905 | 5.2297
5800 | 10.6147 | 4.6281 | 0.12664 | 5.256
5801 | 9.7615 | 4.7324 | 0.11628 | 4.6488
5802 | 10.0783 | 4.314 | 0.11759 | 3.973
5803 | 10.5969 | 4.6536 | 0.12478 | 3.2935
5804 | 10.0461 | 4.6357 | 0.12143 | 3.0714
5805 | 10.3222 | 4.4954 | 0.12075 | 2.7493
5806 | 10.8958 | 4.7216 | 0.12424 | 2.6545
5807 | 10.5008 | 4.5799 | 0.11847 | 2.4208
5808 | 10.6328 | 4.5792 | 0.12303 | 2.218
5809 | 10.4517 | 4.4272 | 0.12129 | 2.4233
5810 | 10.3828 | 4.7091 | 0.12242 | 2.2043
5811 | 10.5028 | 4.684 | 0.12273 | 2.3373
5812 | 10.1759 | 4.5295 | 0.13365 | 2.2579
5813 | 10.477 | 4.5353 | 0.12628 | 2.4157
5814 | 10.0662 | 4.657 | 0.11745 | 2.6463
5815 | 10.7159 | 4.5915 | 0.13064 | 2.9155
5816 | 10.3323 | 4.3018 | 0.12822 | 3.3606
5817 | 9.6646 | 4.8651 | 0.12573 | 3.7093
5818 | 10.1746 | 4.5778 | 0.1254 | 4.0446
5819 | 10.2811 | 4.672 | 0.12361 | 4.4651
5820 | 10.4626 | 4.6087 | 0.12671 | 4.8602
5821 | 10.4009 | 4.4768 | 0.11979 | 4.9965
5822 | 10.3057 | 4.7375 | 0.12073 | 5.1902
5823 | 10.2006 | 4.4382 | 0.12161 | 4.965
5824 | 10.3497 | 4.5638 | 0.12681 | 5.1793
5825 | 10.0905 | 4.5531 | 0.12275 | 4.9608
5826 | 9.695 | 4.6383 | 0.11529 | 4.2149
5827 | 10.7833 | 4.6282 | 0.11248 | 3.2972
5828 | 10.2632 | 4.5331 | 0.11564 | 3.8478
5829 | 10.7999 | 4.6686 | 0.12452 | 3.7294
5830 | 10.7813 | 4.3526 | 0.12601 | 3.413
5831 | 10.0869 | 4.6514 | 0.12269 | 2.042
5832 | 10.1708 | 4.623 | 0.12349 | 2.169
5833 | 10.7071 | 4.9153 | 0.12718 | 2.3429
5834 | 10.7452 | 4.515 | 0.12772 | 2.5872
5835 | 10.8518 | 4.5862 | 0.11598 | 2.2428
5836 | 10.8939 | 4.4649 | 0.12987 | 2.2383
5837 | 10.99 | 4.6076 | 0.12511 | 2.271
5838 | 10.9733 | 4.5434 | 0.12601 | 2.3194
5839 | 11.7162 | 4.7428 | 0.12737 | 2.1149
5840 | 12.2434 | 4.3875 | 0.12776 | 2.1728
5841 | 13.5242 | 4.3643 | 0.116 | 2.2936
5842 | 14.0076 | 4.6611 | 0.11416 | 2.2676
5843 | 14.9884 | 4.5858 | 0.1246 | 2.4684
5844 | 15.8558 | 4.7661 | 0.12025 | 3.2131
5845 | 14.8749 | 4.487 | 0.10925 | 3.8167
5846 | 14.0329 | 4.43 | 0.13041 | 4.0184
5847 | 13.2381 | 4.6396 | 0.11797 | 3.9601
5848 | 11.3208 | 4.561 | 0.12785 | 3.8811
5849 | 10.634 | 4.4792 | 0.13161 | 3.9565
5850 | 10.3954 | 4.3992 | 0.1179 | 3.2117
5851 | 11.1263 | 4.6486 | 0.12469 | 2.5578
5852 | 10.5185 | 4.4125 | 0.12596 | 2.2964
5853 | 10.4737 | 4.7321 | 0.12289 | 2.4223
5854 | 10.5621 | 4.5771 | 0.11804 | 2.2087
5855 | 11.1211 | 4.7305 | 0.12765 | 2.2018
5856 | 10.6896 | 4.7985 | 0.12373 | 2.061
5857 | 10.9026 | 4.299 | 0.12195 | 2.1192
5858 | 10.5344 | 4.4447 | 0.12274 | 1.9771
5859 | 11.2695 | 4.4519 | 0.12439 | 2.062
5860 | 11.3599 | 4.8311 | 0.12336 | 1.9021
5861 | 10.7418 | 4.7005 | 0.12412 | 2.1014
5862 | 11.2662 | 4.2228 | 0.12308 | 2.0487
5863 | 11.3207 | 4.7601 | 0.11504 | 2.1249
5864 | 12.426 | 4.6224 | 0.12847 | 2.1603
5865 | 13.261 | 4.8925 | 0.1194 | 2.426
5866 | 14.3134 | 4.8231 | 0.12416 | 2.5616
5867 | 15.1401 | 4.6488 | 0.12531 | 2.6971
5868 | 15.2734 | 4.4688 | 0.12874 | 5.7488
5869 | 15.2095 | 4.5005 | 0.1297 | 8.2837
5870 | 13.5352 | 4.5325 | 0.11658 | 9.4848
5871 | 12.2219 | 4.3537 | 0.13391 | 10.1262
5872 | 11.573 | 4.6205 | 0.11658 | 10.3747
5873 | 9.9417 | 4.6433 | 0.11874 | 9.3086
5874 | 10.3224 | 4.4383 | 0.12886 | 7.7634
5875 | 10.5564 | 4.5984 | 0.12459 | 6.022
5876 | 10.2852 | 4.7164 | 0.11546 | 4.3014
5877 | 10.3106 | 4.4964 | 0.13287 | 2.6178
5878 | 10.963 | 4.6908 | 0.1278 | 2.4883
5879 | 10.4372 | 4.4969 | 0.11601 | 2.3233
5880 | 10.7437 | 4.6042 | 0.12597 | 2.3815
5881 | 10.68 | 4.8418 | 0.1145 | 2.2312
5882 | 10.8898 | 4.3858 | 0.12577 | 2.0055
5883 | 11.183 | 4.4528 | 0.11472 | 2.0759
5884 | 11.281 | 4.7283 | 0.12333 | 1.9811
5885 | 11.0397 | 4.69 | 0.12134 | 1.8611
5886 | 11.7877 | 4.4533 | 0.12688 | 1.9824
5887 | 11.3669 | 4.6772 | 0.11818 | 2.113
5888 | 12.3091 | 4.5799 | 0.1188 | 2.2115
5889 | 13.35 | 4.4871 | 0.1177 | 2.4144
5890 | 13.5434 | 4.5982 | 0.1221 | 2.4177
5891 | 15.1066 | 4.5454 | 0.12458 | 5.2687
5892 | 15.4234 | 4.7047 | 0.11609 | 7.4992
5893 | 14.5164 | 4.4978 | 0.11435 | 9.2786
5894 | 13.6271 | 4.2878 | 0.12 | 10.5031
5895 | 12.4642 | 4.7189 | 0.1307 | 10.7757
5896 | 11.0669 | 4.6964 | 0.12354 | 11.182
5897 | 10.9983 | 4.4589 | 0.11121 | 10.1201
5898 | 10.4329 | 4.7034 | 0.12548 | 8.2161
5899 | 10.2847 | 4.5813 | 0.11971 | 5.7701
5900 | 10.8939 | 4.5899 | 0.11902 | 4.1508
5901 | 10.7832 | 4.3991 | 0.12312 | 2.728
5902 | 10.6675 | 4.3789 | 0.12716 | 2.3874
5903 | 10.1968 | 4.4654 | 0.12896 | 2.3784
5904 | 11.3878 | 4.5427 | 0.12707 | 2.2792
5905 | 11.3237 | 4.4268 | 0.12817 | 2.2054
5906 | 10.1303 | 4.5743 | 0.12553 | 2.2087
5907 | 10.9131 | 4.4261 | 0.12445 | 2.1258
5908 | 10.6135 | 4.497 | 0.12963 | 2.1366
5909 | 10.5594 | 4.7123 | 0.12543 | 2.2351
5910 | 11.3483 | 4.7233 | 0.1205 | 2.3685
5911 | 11.2193 | 4.7309 | 0.12919 | 2.0621
5912 | 12.34 | 4.849 | 0.11877 | 2.3814
5913 | 12.7125 | 4.6861 | 0.11959 | 2.8276
5914 | 13.6831 | 4.6941 | 0.12035 | 5.5913
5915 | 14.2156 | 4.3388 | 0.12178 | 7.6753
5916 | 14.845 | 4.6458 | 0.11821 | 9.9491
5917 | 14.618 | 4.5652 | 0.12137 | 11.2711
5918 | 13.3478 | 4.7913 | 0.11811 | 12.7286
5919 | 12.3195 | 4.808 | 0.12391 | 13.4263
5920 | 10.5799 | 4.4685 | 0.1196 | 13.1669
5921 | 10.1973 | 4.8963 | 0.10973 | 12.3887
5922 | 10.1107 | 4.7729 | 0.12522 | 10.8438
5923 | 10.4501 | 4.4221 | 0.11394 | 8.9372
5924 | 10.3251 | 4.4519 | 0.12818 | 7.4059
5925 | 10.6027 | 4.2191 | 0.1225 | 5.9955
5926 | 10.2622 | 4.4511 | 0.13198 | 4.4007
5927 | 10.8837 | 4.4474 | 0.11833 | 2.8841
5928 | 10.5394 | 4.6863 | 0.12355 | 2.4646
5929 | 10.2731 | 4.5224 | 0.12017 | 2.4008
5930 | 10.5124 | 4.5423 | 0.12044 | 2.442
5931 | 11.057 | 4.7089 | 0.12922 | 2.1761
5932 | 10.6893 | 4.5129 | 0.11744 | 2.4504
5933 | 11.021 | 4.5719 | 0.1234 | 2.2996
5934 | 11.0107 | 4.4968 | 0.12175 | 2.3926
5935 | 11.3415 | 4.4175 | 0.12435 | 2.3578
5936 | 11.5985 | 4.5549 | 0.11866 | 2.4148
5937 | 12.6626 | 4.5037 | 0.12487 | 3.8282
5938 | 13.6812 | 4.3669 | 0.1165 | 4.4434
5939 | 14.7423 | 4.5924 | 0.11894 | 4.9533
5940 | 15.6352 | 4.6344 | 0.12315 | 4.3807
5941 | 14.7289 | 4.5592 | 0.11994 | 5.3247
5942 | 13.7083 | 4.4337 | 0.132 | 6.1943
5943 | 12.4709 | 4.6027 | 0.12395 | 7.4148
5944 | 11.2169 | 4.4796 | 0.12394 | 8.8004
5945 | 11.2384 | 4.4127 | 0.11666 | 8.3259
5946 | 10.5025 | 4.7186 | 0.11723 | 7.8062
5947 | 9.6998 | 4.5831 | 0.11949 | 6.4534
5948 | 10.7858 | 4.7944 | 0.12357 | 5.0677
5949 | 10.1359 | 4.7341 | 0.12336 | 3.3798
5950 | 10.5579 | 4.8255 | 0.11517 | 2.6278
5951 | 10.241 | 4.7632 | 0.12481 | 2.3188
5952 | 10.5884 | 4.3689 | 0.11492 | 2.3431
5953 | 10.4626 | 4.2223 | 0.12032 | 2.0262
5954 | 10.8523 | 4.6936 | 0.1357 | 1.9126
5955 | 11.3065 | 4.3258 | 0.12414 | 1.8328
5956 | 10.735 | 4.4457 | 0.13034 | 2.054
5957 | 11.059 | 4.4762 | 0.12214 | 2.1005
5958 | 10.9967 | 4.4726 | 0.11153 | 2.0284
5959 | 10.7635 | 4.6028 | 0.1235 | 2.094
5960 | 11.4847 | 4.4845 | 0.1213 | 2.1213
5961 | 10.6312 | 4.3083 | 0.12666 | 2.0444
5962 | 10.6472 | 4.6035 | 0.1217 | 2.196
5963 | 10.7759 | 4.5148 | 0.11631 | 2.1199
5964 | 10.2434 | 4.6317 | 0.12412 | 2.3476
5965 | 10.0977 | 4.8311 | 0.12931 | 2.376
5966 | 11.3149 | 4.7207 | 0.11201 | 2.7978
5967 | 10.1565 | 4.5729 | 0.11531 | 3.1447
5968 | 10.3735 | 4.7886 | 0.12379 | 3.0073
5969 | 10.3229 | 4.4503 | 0.12197 | 2.8526
5970 | 10.5874 | 4.7347 | 0.11736 | 2.2804
5971 | 10.5281 | 4.7668 | 0.12501 | 2.0084
5972 | 10.4159 | 4.7286 | 0.12261 | 2.2232
5973 | 10.4076 | 4.7283 | 0.11866 | 2.1442
5974 | 10.7283 | 4.5425 | 0.12598 | 1.8472
5975 | 10.4362 | 4.8507 | 0.12602 | 2.0419
5976 | 11.087 | 4.5114 | 0.12112 | 1.9791
5977 | 11.0522 | 4.7435 | 0.12826 | 2.0084
5978 | 11.3036 | 4.669 | 0.11995 | 1.8964
5979 | 11.089 | 4.6086 | 0.13517 | 1.7736
5980 | 11.0821 | 4.4069 | 0.121 | 1.911
5981 | 11.179 | 4.688 | 0.11715 | 2.018
5982 | 11.0358 | 4.6515 | 0.12413 | 1.8176
5983 | 11.0059 | 4.559 | 0.12676 | 1.9138
5984 | 11.3208 | 4.7098 | 0.11563 | 1.9605
5985 | 10.7453 | 4.6818 | 0.11801 | 1.9414
5986 | 10.9151 | 4.6261 | 0.12581 | 1.8948
5987 | 11.3189 | 4.3658 | 0.13714 | 1.9841
5988 | 10.6368 | 4.5997 | 0.12844 | 1.8736
5989 | 10.5235 | 4.3055 | 0.12192 | 1.9895
5990 | 10.5439 | 4.5165 | 0.13225 | 2.0265
5991 | 11.2341 | 4.5327 | 0.11761 | 1.9297
5992 | 11.121 | 4.6843 | 0.12549 | 1.9491
5993 | 10.6936 | 4.7125 | 0.11777 | 1.9966
5994 | 10.8635 | 4.7756 | 0.12042 | 1.9307
5995 | 10.5836 | 4.7645 | 0.12382 | 1.9309
5996 | 10.6217 | 4.6073 | 0.12396 | 1.6855
5997 | 10.7435 | 4.7456 | 0.11828 | 1.9383
5998 | 11.2708 | 4.4896 | 0.11716 | 1.8885
5999 | 10.9416 | 4.7028 | 0.12472 | 1.842
6000 | 11.2578 | 4.6813 | 0.1242 | 1.8315
6001 | 11.2295 | 4.5039 | 0.11714 | 2.0232
6002 | 11.1843 | 4.3871 | 0.11872 | 1.9846
6003 | 11.0742 | 4.3576 | 0.11561 | 1.8653
6004 | 11.2026 | 4.6233 | 0.11794 | 1.6157
6005 | 10.9568 | 4.6292 | 0.1114 | 1.7439
6006 | 11.3798 | 4.5403 | 0.12571 | 1.9225
6007 | 11.8114 | 4.4087 | 0.11838 | 1.8174
6008 | 12.1996 | 4.685 | 0.12624 | 1.95
6009 | 13.5289 | 4.7216 | 0.13648 | 2.1801
6010 | 14.1923 | 4.4936 | 0.12104 | 2.2173
6011 | 15.5251 | 4.5105 | 0.11773 | 2.2889
6012 | 15.7839 | 4.5599 | 0.12043 | 2.3822
6013 | 15.2125 | 4.4878 | 0.11504 | 2.3305
6014 | 13.8217 | 4.7023 | 0.12242 | 2.4483
6015 | 12.8126 | 4.7748 | 0.11851 | 2.3787
6016 | 11.0531 | 4.4255 | 0.12558 | 2.5555
6017 | 11.0161 | 4.7486 | 0.11419 | 2.4373
6018 | 10.6933 | 4.4448 | 0.11499 | 2.3664
6019 | 11.2667 | 4.3934 | 0.12662 | 2.3707
6020 | 10.571 | 4.7392 | 0.1281 | 2.1407
6021 | 10.979 | 4.7548 | 0.12262 | 2.0592
6022 | 10.7831 | 4.538 | 0.11481 | 2.1063
6023 | 11.2105 | 4.7338 | 0.11059 | 2.0979
6024 | 10.6581 | 4.4201 | 0.12751 | 1.9884
6025 | 11.3931 | 4.7161 | 0.12171 | 1.8281
6026 | 11.4237 | 4.3169 | 0.1216 | 1.8437
6027 | 10.7167 | 4.5879 | 0.12437 | 1.6073
6028 | 11.1631 | 4.54 | 0.11498 | 1.7715
6029 | 10.9297 | 4.5925 | 0.1226 | 1.806
6030 | 11.2947 | 4.775 | 0.12692 | 1.5919
6031 | 11.8125 | 4.9736 | 0.11623 | 1.8774
6032 | 12.5133 | 4.2399 | 0.11201 | 1.7486
6033 | 13.6268 | 5.1403 | 0.12282 | 1.8272
6034 | 14.7125 | 4.6206 | 0.12283 | 1.7077
6035 | 15.5146 | 4.4903 | 0.11622 | 1.8971
6036 | 15.6108 | 4.4412 | 0.12144 | 2.2186
6037 | 15.3221 | 4.3024 | 0.11923 | 2.1882
6038 | 14.0105 | 4.461 | 0.12493 | 2.2417
6039 | 13.4173 | 4.7741 | 0.12381 | 2.1925
6040 | 12.5399 | 4.5562 | 0.12262 | 2.1126
6041 | 11.6262 | 4.6733 | 0.12101 | 2.1427
6042 | 11.1624 | 4.267 | 0.1114 | 2.2316
6043 | 11.0971 | 4.6586 | 0.12684 | 1.9796
6044 | 10.9576 | 4.6889 | 0.12145 | 2.0636
6045 | 11.5851 | 4.6904 | 0.11712 | 1.8873
6046 | 10.8846 | 4.644 | 0.11495 | 1.816
6047 | 11.3423 | 4.6165 | 0.12234 | 1.8065
6048 | 11.3557 | 4.7085 | 0.12127 | 1.7532
6049 | 11.4175 | 4.2306 | 0.12402 | 1.6618
6050 | 10.9884 | 4.4236 | 0.12149 | 1.6777
6051 | 11.3392 | 4.6255 | 0.12755 | 1.9433
6052 | 11.818 | 4.8497 | 0.12201 | 1.7541
6053 | 11.2739 | 5.4118 | 0.12429 | 1.6342
6054 | 11.4753 | 6.5471 | 0.14269 | 1.6864
6055 | 11.2459 | 6.7456 | 0.14892 | 1.8552
6056 | 12.9403 | 7.4739 | 0.17334 | 1.6513
6057 | 13.7522 | 7.6394 | 0.17589 | 1.7704
6058 | 14.6829 | 7.3212 | 0.18055 | 1.954
6059 | 15.3054 | 6.6924 | 0.13931 | 2.0305
6060 | 16.2701 | 5.2155 | 0.12955 | 2.0478
6061 | 15.1104 | 4.9356 | 0.1363 | 2.1521
6062 | 14.7367 | 4.5866 | 0.12226 | 2.1124
6063 | 12.9731 | 4.6159 | 0.12585 | 2.2879
6064 | 12.1504 | 4.5911 | 0.13531 | 2.2407
6065 | 11.438 | 4.5468 | 0.1103 | 2.2345
6066 | 11.2954 | 4.7142 | 0.12307 | 2.0211
6067 | 11.0947 | 4.6524 | 0.13327 | 2.0606
6068 | 11.635 | 4.4542 | 0.11498 | 1.9103
6069 | 11.3552 | 4.579 | 0.12479 | 1.8668
6070 | 11.1395 | 4.4058 | 0.12133 | 1.736
6071 | 11.0021 | 4.7058 | 0.12263 | 1.7535
6072 | 11.6623 | 4.5594 | 0.12528 | 2.0245
6073 | 10.9942 | 4.5815 | 0.12485 | 1.71
6074 | 11.5003 | 4.72 | 0.12435 | 1.6791
6075 | 11.0764 | 4.5029 | 0.11692 | 1.7434
6076 | 11.3706 | 5.6037 | 0.11943 | 1.942
6077 | 11.7372 | 5.8773 | 0.13228 | 1.765
6078 | 11.6432 | 6.6528 | 0.14857 | 1.7907
6079 | 12.0916 | 7.2365 | 0.17804 | 1.7492
6080 | 12.482 | 8.0096 | 0.18828 | 1.8732
6081 | 13.3975 | 8.0946 | 0.19146 | 1.9295
6082 | 14.813 | 7.9633 | 0.19373 | 1.9311
6083 | 16.171 | 6.9072 | 0.16039 | 1.975
6084 | 16.1552 | 5.1809 | 0.12619 | 1.8958
6085 | 15.6124 | 4.4476 | 0.12717 | 2.1868
6086 | 14.7119 | 4.5478 | 0.12693 | 2.0619
6087 | 13.3563 | 4.6158 | 0.12368 | 1.9533
6088 | 12.8816 | 4.326 | 0.12287 | 2.0756
6089 | 11.8205 | 4.554 | 0.1225 | 1.8128
6090 | 11.092 | 4.5542 | 0.11704 | 1.8409
6091 | 11.3053 | 4.5893 | 0.11297 | 1.7501
6092 | 10.7892 | 4.408 | 0.12765 | 1.8412
6093 | 11.1416 | 4.8644 | 0.12383 | 1.8376
6094 | 11.7198 | 4.7366 | 0.1158 | 1.8049
6095 | 11.1364 | 4.7487 | 0.12484 | 1.728
6096 | 10.9706 | 4.4052 | 0.12323 | 1.7196
6097 | 11.9415 | 4.877 | 0.1247 | 1.7882
6098 | 11.3977 | 5.6381 | 0.12408 | 1.8651
6099 | 10.852 | 6.5409 | 0.14735 | 1.7616
6100 | 11.2957 | 7.2438 | 0.16367 | 1.776
6101 | 10.6308 | 7.4695 | 0.18704 | 1.7577
6102 | 12.0384 | 8.1478 | 0.20954 | 1.6614
6103 | 11.8727 | 8.4001 | 0.22157 | 1.8649
6104 | 12.0444 | 9.1733 | 0.24338 | 1.6513
6105 | 13.1965 | 9.0987 | 0.24407 | 1.5991
6106 | 14.8492 | 9.3015 | 0.25568 | 1.8303
6107 | 15.5656 | 8.2754 | 0.21478 | 2.0081
6108 | 16.162 | 6.4383 | 0.1313 | 2.0213
6109 | 14.9263 | 4.7749 | 0.12692 | 2.1891
6110 | 14.4449 | 4.4713 | 0.12697 | 2.1668
6111 | 13.4884 | 4.406 | 0.1325 | 2.2741
6112 | 12.3191 | 4.6779 | 0.1186 | 2.1957
6113 | 11.3689 | 4.7863 | 0.11864 | 2.3026
6114 | 11.1744 | 4.7316 | 0.12105 | 2.1199
6115 | 11.3829 | 4.8086 | 0.13114 | 2.0693
6116 | 10.8628 | 4.4616 | 0.1258 | 1.991
6117 | 11.1752 | 4.5545 | 0.11888 | 1.95
6118 | 11.4588 | 4.5687 | 0.12515 | 1.7562
6119 | 11.1102 | 4.5631 | 0.11828 | 1.8586
6120 | 11.5381 | 4.5603 | 0.12458 | 1.8118
6121 | 11.0156 | 4.4239 | 0.12864 | 1.7066
6122 | 11.1881 | 4.5937 | 0.12093 | 1.8169
6123 | 10.8488 | 4.5168 | 0.12562 | 1.7616
6124 | 11.2332 | 4.5784 | 0.12905 | 1.8387
6125 | 11.2272 | 4.3912 | 0.12092 | 1.8434
6126 | 11.1025 | 4.8523 | 0.12607 | 2.0138
6127 | 11.2809 | 4.6611 | 0.11897 | 1.998
6128 | 11.4774 | 4.3991 | 0.1227 | 1.6033
6129 | 10.9476 | 4.5497 | 0.1179 | 1.7444
6130 | 10.8338 | 4.5107 | 0.1219 | 1.9169
6131 | 11.4743 | 4.58 | 0.1162 | 1.9477
6132 | 10.9654 | 4.4576 | 0.11571 | 1.7066
6133 | 11.3255 | 4.7842 | 0.12408 | 1.7974
6134 | 11.274 | 4.4148 | 0.12054 | 1.8647
6135 | 11.1792 | 4.6886 | 0.1154 | 1.7767
6136 | 11.024 | 4.7101 | 0.12018 | 1.7893
6137 | 11.2283 | 4.7821 | 0.11689 | 1.6538
6138 | 11.3777 | 4.513 | 0.1245 | 1.8059
6139 | 11.2989 | 4.3989 | 0.13081 | 1.8116
6140 | 11.226 | 4.6121 | 0.11308 | 1.731
6141 | 11.0929 | 4.8418 | 0.12448 | 1.9523
6142 | 10.8865 | 4.8256 | 0.12858 | 1.8522
6143 | 11.4229 | 4.5518 | 0.13219 | 2.0026
6144 | 10.8026 | 4.5539 | 0.12517 | 1.7108
6145 | 11.3492 | 4.4725 | 0.12082 | 1.978
6146 | 11.3197 | 4.3476 | 0.12624 | 1.7948
6147 | 11.4895 | 4.5316 | 0.13092 | 1.7386
6148 | 10.8038 | 4.514 | 0.11646 | 1.8797
6149 | 11.0268 | 4.3618 | 0.12417 | 1.9094
6150 | 11.3912 | 4.5856 | 0.11707 | 1.6788
6151 | 11.2826 | 4.7569 | 0.11559 | 1.7246
6152 | 10.7024 | 4.4087 | 0.12588 | 1.899
6153 | 10.6168 | 4.7219 | 0.13095 | 1.893
6154 | 10.1905 | 4.5534 | 0.12333 | 2.0158
6155 | 10.9405 | 4.5366 | 0.11092 | 2.1096
6156 | 10.1293 | 4.6445 | 0.12307 | 3.5941
6157 | 9.9169 | 4.468 | 0.12385 | 4.6539
6158 | 9.6601 | 4.7456 | 0.12557 | 5.2782
6159 | 10.0474 | 4.6834 | 0.11946 | 5.3869
6160 | 10.1136 | 4.5923 | 0.12039 | 4.9815
6161 | 10.2805 | 4.8256 | 0.12734 | 3.9882
6162 | 10.446 | 4.4197 | 0.11733 | 2.9253
6163 | 10.1532 | 4.4937 | 0.12535 | 1.8966
6164 | 10.7336 | 4.4091 | 0.1149 | 2.119
6165 | 10.4635 | 4.4917 | 0.12063 | 2.0296
6166 | 11.1829 | 4.6201 | 0.11923 | 2.0889
6167 | 11.2704 | 4.4823 | 0.11276 | 1.9739
6168 | 10.8981 | 4.7833 | 0.11668 | 1.8314
6169 | 10.8212 | 4.4618 | 0.12599 | 1.8127
6170 | 11.0038 | 4.459 | 0.11754 | 1.7808
6171 | 11.4143 | 4.4055 | 0.12682 | 1.6353
6172 | 11.0039 | 4.2741 | 0.13165 | 1.8209
6173 | 11.2067 | 4.7657 | 0.12248 | 1.7426
6174 | 11.3439 | 4.6591 | 0.12625 | 1.7082
6175 | 11.7433 | 4.6325 | 0.12952 | 1.7163
6176 | 12.5648 | 5.1558 | 0.12648 | 1.7528
6177 | 13.4834 | 5.5271 | 0.1223 | 1.991
6178 | 15.0421 | 5.5649 | 0.12333 | 2.07
6179 | 15.0627 | 4.7024 | 0.12423 | 2.252
6180 | 16.109 | 4.3844 | 0.13244 | 2.3736
6181 | 15.548 | 4.3295 | 0.12127 | 2.4326
6182 | 13.6739 | 4.6082 | 0.1268 | 2.7193
6183 | 13.1049 | 4.7364 | 0.11778 | 3.0873
6184 | 11.4793 | 4.6843 | 0.12119 | 2.6845
6185 | 10.8451 | 4.589 | 0.11738 | 2.512
6186 | 10.9223 | 4.7788 | 0.1287 | 2.4499
6187 | 11.06 | 4.4256 | 0.12082 | 2.3296
6188 | 11.3457 | 4.4181 | 0.11876 | 2.0432
6189 | 10.874 | 4.5447 | 0.12074 | 2.1498
6190 | 10.9746 | 4.5208 | 0.12231 | 1.9944
6191 | 11.0327 | 4.3678 | 0.12363 | 2.078
6192 | 10.9752 | 4.6311 | 0.12796 | 1.9243
6193 | 11.3674 | 4.5644 | 0.12728 | 1.9195
6194 | 11.145 | 4.5629 | 0.10997 | 1.9534
6195 | 11.2852 | 4.6214 | 0.12146 | 2.0882
6196 | 11.1005 | 4.4402 | 0.12236 | 1.9532
6197 | 10.369 | 4.4647 | 0.11443 | 1.9931
6198 | 11.7817 | 4.4375 | 0.11961 | 2.1012
6199 | 11.9756 | 4.4569 | 0.13074 | 2.0767
6200 | 12.2486 | 4.5802 | 0.1285 | 2.0586
6201 | 13.5325 | 4.8002 | 0.11961 | 1.9678
6202 | 14.898 | 4.3966 | 0.12132 | 2.024
6203 | 15.4955 | 4.6142 | 0.12588 | 2.1281
6204 | 15.456 | 4.5994 | 0.11711 | 2.0455
6205 | 16.0155 | 4.5548 | 0.12379 | 2.1713
6206 | 15.2163 | 4.6865 | 0.12827 | 2.1838
6207 | 12.9935 | 4.4779 | 0.12467 | 2.3708
6208 | 11.6366 | 4.5614 | 0.12112 | 2.3845
6209 | 10.9927 | 4.4919 | 0.12088 | 2.3942
6210 | 10.8898 | 4.6602 | 0.12156 | 2.4371
6211 | 11.0439 | 4.411 | 0.12961 | 2.4101
6212 | 10.9507 | 4.3353 | 0.13063 | 2.5194
6213 | 11.3542 | 4.8609 | 0.12406 | 2.3001
6214 | 10.7767 | 4.835 | 0.11668 | 2.0142
6215 | 10.5567 | 4.4893 | 0.11593 | 2.1259
6216 | 10.7298 | 4.1688 | 0.1226 | 1.9896
6217 | 11.2838 | 4.6282 | 0.1185 | 1.9653
6218 | 11.0156 | 4.8052 | 0.11947 | 1.7753
6219 | 10.7427 | 4.5227 | 0.1234 | 1.8678
6220 | 11.3202 | 4.5791 | 0.12025 | 1.9242
6221 | 11.8725 | 4.6567 | 0.1301 | 1.596
6222 | 11.151 | 4.5681 | 0.12098 | 1.7808
6223 | 12.3795 | 4.9271 | 0.12814 | 1.7134
6224 | 12.0455 | 6.2846 | 0.14241 | 1.7994
6225 | 13.5328 | 7.276 | 0.17119 | 1.8107
6226 | 14.8589 | 7.518 | 0.16963 | 1.7603
6227 | 15.485 | 7.3221 | 0.17641 | 1.6562
6228 | 15.8076 | 6.6248 | 0.13583 | 1.8787
6229 | 16.1713 | 5.487 | 0.12008 | 1.9379
6230 | 14.5875 | 4.6421 | 0.12712 | 1.9218
6231 | 13.6341 | 4.8534 | 0.13059 | 1.78
6232 | 13.0487 | 4.5722 | 0.11377 | 1.8971
6233 | 12.2812 | 4.5951 | 0.12156 | 1.8809
6234 | 11.6192 | 4.5794 | 0.11996 | 1.734
6235 | 11.5386 | 4.5229 | 0.12927 | 1.7899
6236 | 11.4134 | 4.6018 | 0.11643 | 1.7962
6237 | 11.4135 | 4.3422 | 0.13307 | 1.8031
6238 | 11.2071 | 4.3888 | 0.12075 | 1.7266
6239 | 11.2101 | 4.8495 | 0.1185 | 1.8545
6240 | 11.1784 | 5.734 | 0.12023 | 1.7231
6241 | 11.2786 | 6.4597 | 0.15017 | 1.7742
6242 | 10.9346 | 7.5767 | 0.19275 | 1.7797
6243 | 11.4916 | 8.3695 | 0.21413 | 1.8367
6244 | 11.3156 | 9.132 | 0.25927 | 1.7006
6245 | 11.8149 | 8.8917 | 0.22833 | 1.7192
6246 | 11.2009 | 8.3276 | 0.20403 | 1.735
6247 | 12.0238 | 7.8398 | 0.19392 | 1.7571
6248 | 12.9951 | 7.3752 | 0.17649 | 1.7707
6249 | 13.4222 | 7.3357 | 0.16807 | 1.8417
6250 | 14.7147 | 7.3857 | 0.16854 | 2.0359
6251 | 15.3271 | 5.9914 | 0.12188 | 2.2632
6252 | 15.0727 | 4.567 | 0.11263 | 2.2486
6253 | 15.0578 | 4.3665 | 0.1147 | 2.4272
6254 | 13.906 | 4.6501 | 0.12282 | 3.3148
6255 | 12.8982 | 4.6471 | 0.1162 | 4.1254
6256 | 11.5929 | 4.5011 | 0.12989 | 4.0909
6257 | 10.473 | 4.3487 | 0.125 | 3.1627
6258 | 10.8945 | 4.5608 | 0.12339 | 2.4245
6259 | 10.9348 | 4.4632 | 0.12604 | 2.4877
6260 | 10.851 | 4.6549 | 0.12199 | 2.2581
6261 | 10.0057 | 4.8651 | 0.11924 | 2.1499
6262 | 11.4589 | 4.417 | 0.11572 | 2.2127
6263 | 11.202 | 4.8274 | 0.12105 | 1.9525
6264 | 11.8632 | 4.4545 | 0.13021 | 2.1492
6265 | 11.167 | 4.7652 | 0.1295 | 1.9707
6266 | 11.4521 | 4.6825 | 0.13563 | 1.9008
6267 | 11.0409 | 4.5831 | 0.12272 | 1.7435
6268 | 11.0572 | 4.5928 | 0.11958 | 1.9248
6269 | 11.3349 | 4.4459 | 0.12048 | 1.8502
6270 | 11.1038 | 4.6394 | 0.12991 | 1.7665
6271 | 11.5431 | 4.3845 | 0.12368 | 1.6959
6272 | 12.4428 | 4.4966 | 0.1242 | 1.9083
6273 | 13.5265 | 4.9686 | 0.10956 | 1.9882
6274 | 14.1682 | 4.679 | 0.12799 | 2.0999
6275 | 15.2986 | 4.5889 | 0.12283 | 2.215
6276 | 15.7843 | 4.2073 | 0.12231 | 2.4354
6277 | 15.6708 | 4.6609 | 0.12248 | 2.3672
6278 | 14.1 | 4.9669 | 0.12256 | 2.3833
6279 | 12.8932 | 4.3598 | 0.12456 | 2.4881
6280 | 12.1421 | 4.5141 | 0.1268 | 2.3055
6281 | 11.3119 | 4.6275 | 0.13389 | 2.0369
6282 | 11.2 | 4.5362 | 0.11991 | 2.2269
6283 | 11.3346 | 4.7707 | 0.12285 | 2.116
6284 | 11.0871 | 4.2978 | 0.1269 | 2.0586
6285 | 11.248 | 4.6362 | 0.12845 | 1.8109
6286 | 11.5723 | 4.6033 | 0.12237 | 1.9302
6287 | 11.075 | 4.6197 | 0.12268 | 1.7774
6288 | 11.7196 | 4.4085 | 0.11885 | 1.7902
6289 | 11.2152 | 4.6759 | 0.11676 | 1.6201
6290 | 11.4194 | 4.526 | 0.12823 | 1.6588
6291 | 10.9992 | 4.2811 | 0.12675 | 1.8078
6292 | 11.3843 | 5.3363 | 0.11835 | 1.7346
6293 | 11.3553 | 5.2909 | 0.11833 | 1.8655
6294 | 11.5356 | 5.3502 | 0.12284 | 1.7668
6295 | 10.7392 | 5.7394 | 0.13557 | 1.8793
6296 | 11.2084 | 6.2095 | 0.15862 | 1.7566
6297 | 11.4948 | 6.5091 | 0.15631 | 1.9462
6298 | 10.9691 | 6.5547 | 0.16586 | 1.9102
6299 | 10.9612 | 5.8903 | 0.14328 | 1.9897
6300 | 10.1196 | 4.6932 | 0.12419 | 2.0956
6301 | 10.326 | 4.6374 | 0.11721 | 2.0642
6302 | 10.6914 | 4.4369 | 0.11808 | 2.1972
6303 | 10.6577 | 4.7419 | 0.12091 | 2.1617
6304 | 10.5049 | 4.5004 | 0.11672 | 1.9828
6305 | 10.9782 | 4.5555 | 0.13111 | 2.049
6306 | 10.0278 | 4.7409 | 0.11959 | 2.0337
6307 | 10.6258 | 4.5127 | 0.12072 | 1.9064
6308 | 10.9669 | 4.5049 | 0.11835 | 2.0319
6309 | 11.4386 | 4.6339 | 0.12572 | 1.9176
6310 | 10.6563 | 4.2591 | 0.1118 | 1.8409
6311 | 11.6616 | 4.6138 | 0.12786 | 1.8951
6312 | 10.9396 | 4.6527 | 0.11044 | 1.9385
6313 | 11.1627 | 4.4529 | 0.12976 | 1.8837
6314 | 11.619 | 4.3384 | 0.13263 | 1.8019
6315 | 10.885 | 4.698 | 0.12281 | 1.8621
6316 | 11.4792 | 4.6213 | 0.12295 | 1.7602
6317 | 11.4673 | 4.7038 | 0.13013 | 1.8134
6318 | 11.0518 | 4.6078 | 0.12451 | 1.8293
6319 | 10.6247 | 4.4236 | 0.11931 | 1.7857
6320 | 11.8756 | 4.3969 | 0.12835 | 1.7472
6321 | 10.9378 | 4.4565 | 0.13044 | 1.8279
6322 | 11.0286 | 4.4232 | 0.12184 | 1.8824
6323 | 10.8568 | 4.7754 | 0.11853 | 1.8227
6324 | 10.8813 | 4.6926 | 0.11897 | 1.951
6325 | 10.6693 | 4.4012 | 0.12554 | 1.9163
6326 | 10.8732 | 4.3982 | 0.12424 | 2.0653
6327 | 10.4361 | 4.5214 | 0.11781 | 1.9756
6328 | 10.7222 | 4.4017 | 0.12658 | 1.9924
6329 | 10.7326 | 4.2713 | 0.1214 | 2.0565
6330 | 10.5084 | 4.8462 | 0.1069 | 2.2056
6331 | 10.65 | 4.5877 | 0.12078 | 1.9653
6332 | 10.6636 | 4.6509 | 0.12386 | 2.084
6333 | 10.6306 | 4.6752 | 0.12938 | 2.0218
6334 | 10.6139 | 4.4572 | 0.12216 | 1.7788
6335 | 10.907 | 4.5988 | 0.11398 | 1.967
6336 | 10.9896 | 4.5715 | 0.12284 | 1.887
6337 | 11.2396 | 4.6653 | 0.12247 | 1.8653
6338 | 11.5162 | 4.4299 | 0.11924 | 1.712
6339 | 11.2158 | 4.73 | 0.1211 | 1.7525
6340 | 11.2351 | 4.6449 | 0.1234 | 1.7963
6341 | 11.0949 | 4.496 | 0.1178 | 1.7493
6342 | 11.5491 | 4.53 | 0.12613 | 1.5707
6343 | 11.77 | 4.5065 | 0.13179 | 1.823
6344 | 12.6864 | 4.8463 | 0.11941 | 1.594
6345 | 13.8656 | 5.361 | 0.12093 | 1.8608
6346 | 14.7241 | 5.771 | 0.12105 | 2.0769
6347 | 15.9709 | 4.9436 | 0.12672 | 2.1134
6348 | 15.5186 | 4.4943 | 0.12228 | 2.2046
6349 | 15.0126 | 4.4893 | 0.12179 | 2.4062
6350 | 13.8705 | 4.6901 | 0.12142 | 2.4703
6351 | 13.2344 | 4.6941 | 0.12123 | 2.3894
6352 | 11.7703 | 4.8489 | 0.12501 | 2.2601
6353 | 11.3898 | 4.3502 | 0.12021 | 2.3203
6354 | 10.9614 | 4.579 | 0.13316 | 2.248
6355 | 10.7177 | 4.8348 | 0.11977 | 2.2521
6356 | 11.3739 | 4.542 | 0.12369 | 1.9518
6357 | 11.0432 | 4.5902 | 0.12487 | 1.998
6358 | 11.7504 | 4.5834 | 0.12561 | 1.9421
6359 | 10.6831 | 4.6203 | 0.1256 | 2.0308
6360 | 11.2596 | 4.5414 | 0.12169 | 1.8862
6361 | 11.1974 | 4.657 | 0.12384 | 2.0599
6362 | 11.0568 | 4.5772 | 0.13056 | 1.8296
6363 | 11.1619 | 4.4638 | 0.11919 | 1.86
6364 | 11.4511 | 4.6058 | 0.12006 | 1.965
6365 | 11.6177 | 4.6197 | 0.12121 | 2.0224
6366 | 11.8017 | 4.6433 | 0.11716 | 1.9734
6367 | 11.9209 | 4.6262 | 0.12942 | 1.667
6368 | 12.0211 | 4.5039 | 0.12189 | 1.9795
6369 | 13.2036 | 4.4386 | 0.12395 | 2.1953
6370 | 14.13 | 4.415 | 0.11705 | 2.2785
6371 | 15.4916 | 4.418 | 0.12722 | 2.3131
6372 | 15.4642 | 4.3714 | 0.1187 | 2.614
6373 | 14.8442 | 4.5377 | 0.12117 | 2.9508
6374 | 13.8992 | 4.4732 | 0.1274 | 3.8441
6375 | 12.7343 | 4.7522 | 0.12483 | 4.4578
6376 | 11.7106 | 4.4848 | 0.12236 | 4.3597
6377 | 11.0033 | 4.3767 | 0.11633 | 3.4257
6378 | 11.34 | 4.5944 | 0.12627 | 2.4416
6379 | 10.6007 | 4.8383 | 0.12271 | 2.3492
6380 | 10.9083 | 4.3686 | 0.12122 | 2.4443
6381 | 10.6808 | 4.5643 | 0.12521 | 2.1796
6382 | 10.5669 | 4.4257 | 0.12123 | 2.3687
6383 | 11.0507 | 4.7427 | 0.12201 | 2.2853
6384 | 10.6094 | 4.6846 | 0.11709 | 2.206
6385 | 10.9454 | 4.1893 | 0.12029 | 2.3597
6386 | 11.0883 | 4.6118 | 0.12672 | 2.0994
6387 | 11.3888 | 4.7189 | 0.1188 | 2.0753
6388 | 11.4493 | 4.8343 | 0.11977 | 1.9128
6389 | 10.9699 | 4.5136 | 0.13165 | 2.1707
6390 | 11.4104 | 4.7611 | 0.12746 | 1.874
6391 | 11.4847 | 4.6486 | 0.12554 | 1.9824
6392 | 11.8301 | 4.5611 | 0.12415 | 1.9045
6393 | 13.3961 | 4.6401 | 0.12129 | 2.2102
6394 | 14.281 | 4.5625 | 0.11086 | 2.4665
6395 | 15.3564 | 4.6493 | 0.13181 | 2.489
6396 | 15.2964 | 4.6068 | 0.11643 | 3.8
6397 | 14.9109 | 4.564 | 0.11457 | 5.2822
6398 | 14.1991 | 4.761 | 0.12916 | 6.2797
6399 | 13.1412 | 4.5575 | 0.12758 | 6.2879
6400 | 11.7088 | 4.2537 | 0.12089 | 5.61
6401 | 10.939 | 4.6042 | 0.12185 | 4.4585
6402 | 10.5008 | 4.7164 | 0.13034 | 2.5636
6403 | 11.0752 | 4.8316 | 0.12026 | 2.4575
6404 | 10.4692 | 4.5891 | 0.11833 | 2.4861
6405 | 10.8628 | 4.5238 | 0.12057 | 2.4217
6406 | 10.3882 | 4.3291 | 0.1216 | 2.3906
6407 | 10.8712 | 4.4339 | 0.12539 | 2.3857
6408 | 10.4141 | 4.4877 | 0.12409 | 2.2861
6409 | 10.7101 | 4.579 | 0.12789 | 2.1442
6410 | 11.5167 | 4.5764 | 0.12835 | 2.3248
6411 | 10.4136 | 4.526 | 0.12159 | 2.0197
6412 | 10.6676 | 4.4477 | 0.12897 | 2.0249
6413 | 11.1661 | 4.4788 | 0.12607 | 1.9778
6414 | 11.1884 | 4.7697 | 0.134 | 2.0693
6415 | 11.8662 | 4.5231 | 0.12583 | 2.1849
6416 | 11.7542 | 4.7063 | 0.12564 | 2.3023
6417 | 12.9955 | 4.4282 | 0.12114 | 2.253
6418 | 14.41 | 4.6524 | 0.1197 | 2.3074
6419 | 15.4458 | 4.7928 | 0.12198 | 2.3116
6420 | 15.5488 | 4.6551 | 0.12125 | 2.5405
6421 | 15.0093 | 4.5892 | 0.12021 | 2.6116
6422 | 14.1078 | 4.3763 | 0.12372 | 3.2258
6423 | 12.8681 | 4.8854 | 0.12361 | 3.3062
6424 | 11.811 | 4.7098 | 0.12282 | 2.641
6425 | 11.2423 | 4.5664 | 0.12274 | 2.3641
6426 | 11.3602 | 4.7205 | 0.12641 | 2.5096
6427 | 10.3925 | 4.3477 | 0.12649 | 2.3965
6428 | 10.928 | 4.6706 | 0.12168 | 2.2789
6429 | 10.6154 | 4.771 | 0.1244 | 2.3963
6430 | 11.0431 | 4.5294 | 0.12518 | 2.3851
6431 | 11.2434 | 4.4405 | 0.12599 | 2.1442
6432 | 11.2142 | 4.77 | 0.12381 | 2.0678
6433 | 11.3296 | 4.633 | 0.11872 | 2.1152
6434 | 11.1923 | 4.4941 | 0.12411 | 1.8801
6435 | 10.8921 | 4.6582 | 0.11309 | 1.8799
6436 | 11.9168 | 4.6958 | 0.11241 | 1.872
6437 | 11.5499 | 4.709 | 0.12478 | 1.6437
6438 | 11.2587 | 4.886 | 0.11942 | 1.7363
6439 | 11.8708 | 4.4425 | 0.11765 | 1.8178
6440 | 11.8641 | 4.6862 | 0.12347 | 2.0062
6441 | 13.2105 | 4.2951 | 0.12244 | 2.1053
6442 | 13.691 | 4.4103 | 0.1208 | 2.2341
6443 | 15.6336 | 4.5148 | 0.1242 | 2.3895
6444 | 15.6866 | 4.6239 | 0.12428 | 2.4326
6445 | 15.3311 | 4.4725 | 0.12321 | 2.4827
6446 | 14.0945 | 4.6061 | 0.12267 | 2.5234
6447 | 12.7735 | 4.6458 | 0.12565 | 2.4002
6448 | 11.9471 | 4.5399 | 0.12192 | 2.3509
6449 | 11.5327 | 4.4985 | 0.12227 | 2.3727
6450 | 10.9221 | 4.608 | 0.12838 | 2.2392
6451 | 10.7361 | 4.7567 | 0.12529 | 2.2546
6452 | 11.128 | 4.31 | 0.12601 | 2.2277
6453 | 11.3491 | 4.4746 | 0.11759 | 1.9796
6454 | 10.5672 | 4.5413 | 0.11685 | 2.1071
6455 | 11.2605 | 4.7298 | 0.13375 | 2.0446
6456 | 11.6455 | 4.3681 | 0.1163 | 2.0356
6457 | 11.107 | 4.6886 | 0.11824 | 1.8942
6458 | 11.3109 | 4.6267 | 0.124 | 1.9762
6459 | 11.4739 | 4.4903 | 0.11722 | 1.8887
6460 | 11.036 | 4.3675 | 0.12414 | 1.8661
6461 | 11.0868 | 4.4054 | 0.12219 | 1.8873
6462 | 10.7202 | 4.6641 | 0.12388 | 1.8457
6463 | 10.7418 | 4.5321 | 0.12177 | 1.6903
6464 | 10.9453 | 4.3883 | 0.13216 | 1.9423
6465 | 11.2547 | 4.837 | 0.11849 | 2.05
6466 | 10.8059 | 4.7599 | 0.1215 | 1.9868
6467 | 10.4696 | 4.1956 | 0.11762 | 2.1802
6468 | 10.5221 | 4.7967 | 0.12966 | 2.0892
6469 | 10.2612 | 4.4845 | 0.11816 | 2.1437
6470 | 10.4798 | 4.6901 | 0.12548 | 2.3621
6471 | 10.0977 | 4.6678 | 0.11205 | 2.3389
6472 | 10.6603 | 4.6985 | 0.11839 | 2.0801
6473 | 10.2385 | 4.5281 | 0.12389 | 2.151
6474 | 10.8026 | 4.5351 | 0.12393 | 2.1344
6475 | 10.7487 | 4.4061 | 0.12337 | 2.0136
6476 | 10.4626 | 4.3776 | 0.12006 | 1.9317
6477 | 11.3093 | 4.7848 | 0.11989 | 1.9194
6478 | 11.1022 | 4.7568 | 0.1188 | 2.1024
6479 | 10.8255 | 4.7061 | 0.12689 | 1.8638
6480 | 10.889 | 4.5066 | 0.12728 | 1.8938
6481 | 11.0502 | 4.6642 | 0.11652 | 1.9186
6482 | 11.177 | 4.5971 | 0.12717 | 1.7747
6483 | 11.3271 | 4.3234 | 0.12034 | 1.8812
6484 | 11.1407 | 4.3746 | 0.12317 | 1.7989
6485 | 10.9821 | 4.4904 | 0.11491 | 1.7291
6486 | 11.0773 | 4.5035 | 0.12385 | 1.5224
6487 | 10.9876 | 4.5349 | 0.11869 | 1.7428
6488 | 10.8649 | 4.6239 | 0.12714 | 1.6559
6489 | 11.1146 | 5.281 | 0.12511 | 1.8301
6490 | 11.3681 | 5.1267 | 0.12231 | 1.9903
6491 | 11.2864 | 5.349 | 0.12512 | 1.9734
6492 | 10.7155 | 4.6577 | 0.127 | 2.1081
6493 | 10.746 | 4.4502 | 0.12214 | 1.9798
6494 | 10.7467 | 4.2663 | 0.1226 | 2.0983
6495 | 11.0443 | 4.6233 | 0.11779 | 1.9382
6496 | 11.1142 | 4.4093 | 0.12801 | 1.9247
6497 | 11.0437 | 4.5435 | 0.12264 | 2.0157
6498 | 10.7931 | 4.5322 | 0.11857 | 1.9941
6499 | 11.2259 | 4.6186 | 0.11972 | 1.8434
6500 | 10.6376 | 4.5421 | 0.12062 | 1.9265
6501 | 11.1984 | 4.688 | 0.12656 | 1.8596
6502 | 11.0611 | 4.7062 | 0.12139 | 1.9279
6503 | 11.2547 | 4.6996 | 0.12562 | 1.8688
6504 | 11.1319 | 4.4989 | 0.12874 | 1.8615
6505 | 11.5012 | 4.6662 | 0.12605 | 1.9129
6506 | 11.1257 | 4.3908 | 0.1189 | 1.9483
6507 | 11.078 | 4.6884 | 0.11484 | 1.864
6508 | 11.1177 | 4.4395 | 0.12021 | 1.9751
6509 | 11.434 | 4.8558 | 0.12646 | 1.8316
6510 | 11.2568 | 4.5176 | 0.12236 | 2.0351
6511 | 12.0166 | 4.7487 | 0.11842 | 1.985
6512 | 12.7849 | 4.69 | 0.12339 | 1.9747
6513 | 13.1456 | 4.5186 | 0.11783 | 1.8405
6514 | 14.4351 | 4.4592 | 0.13421 | 2.1569
6515 | 15.3403 | 4.7814 | 0.13752 | 2.2775
6516 | 16.1379 | 4.5949 | 0.12093 | 2.3079
6517 | 15.3907 | 4.3623 | 0.12583 | 2.3741
6518 | 14.0807 | 4.8209 | 0.13163 | 2.3567
6519 | 13.2655 | 4.3861 | 0.12322 | 2.2765
6520 | 11.395 | 4.4048 | 0.11698 | 2.4182
6521 | 11.048 | 4.6558 | 0.12705 | 2.4433
6522 | 11.0369 | 4.597 | 0.12792 | 2.3996
6523 | 10.8472 | 4.5245 | 0.12454 | 2.4682
6524 | 10.5952 | 4.6668 | 0.12496 | 2.1287
6525 | 10.9454 | 4.4644 | 0.12643 | 2.2541
6526 | 10.7348 | 4.6127 | 0.12678 | 2.2918
6527 | 10.8533 | 4.5739 | 0.1131 | 2.1411
6528 | 11.1449 | 4.4734 | 0.12556 | 2.1473
6529 | 10.9517 | 4.5934 | 0.12636 | 2.0873
6530 | 10.3087 | 4.5701 | 0.11883 | 1.9447
6531 | 11.0996 | 4.5729 | 0.11275 | 1.9854
6532 | 11.1625 | 4.6688 | 0.11546 | 2.0812
6533 | 10.5293 | 4.7885 | 0.1206 | 1.975
6534 | 11.1778 | 4.565 | 0.12163 | 1.9107
6535 | 12.162 | 4.5264 | 0.12201 | 2.0623
6536 | 12.1668 | 4.4663 | 0.13064 | 2.2444
6537 | 14.0574 | 4.6389 | 0.11628 | 2.2702
6538 | 14.3142 | 4.6611 | 0.12103 | 2.2275
6539 | 15.3754 | 4.5877 | 0.11805 | 2.3618
6540 | 15.3138 | 4.4862 | 0.12636 | 2.3703
6541 | 14.9621 | 4.487 | 0.12272 | 2.3482
6542 | 14.1019 | 4.2082 | 0.12286 | 2.5424
6543 | 12.7579 | 4.7677 | 0.12104 | 2.3992
6544 | 11.6466 | 4.6085 | 0.11963 | 2.3596
6545 | 11.2955 | 4.7405 | 0.11795 | 2.2768
6546 | 10.5495 | 4.3313 | 0.12996 | 2.2846
6547 | 10.306 | 4.5105 | 0.11821 | 2.38
6548 | 10.7399 | 4.4799 | 0.1233 | 2.3454
6549 | 10.8644 | 4.6848 | 0.12198 | 2.1744
6550 | 11.3786 | 4.7726 | 0.12408 | 2.0937
6551 | 10.8716 | 4.7174 | 0.12215 | 1.8919
6552 | 10.8882 | 4.8366 | 0.12515 | 1.8578
6553 | 10.953 | 4.6822 | 0.12817 | 1.6088
6554 | 11.1368 | 4.7831 | 0.12233 | 1.827
6555 | 11.337 | 4.5899 | 0.13417 | 1.7743
6556 | 11.9344 | 4.6411 | 0.13221 | 1.8835
6557 | 11.567 | 4.7424 | 0.11122 | 1.7859
6558 | 11.4563 | 5.358 | 0.12221 | 1.6416
6559 | 11.685 | 6.4012 | 0.13735 | 1.7834
6560 | 12.515 | 7.4506 | 0.18825 | 1.873
6561 | 13.0491 | 8.2108 | 0.20955 | 1.7543
6562 | 14.6429 | 8.8138 | 0.23707 | 1.9354
6563 | 15.3612 | 9.125 | 0.22927 | 1.8112
6564 | 15.9878 | 7.4161 | 0.16501 | 1.9307
6565 | 15.8689 | 5.6642 | 0.12564 | 2.0837
6566 | 14.3505 | 4.6189 | 0.13153 | 2.0004
6567 | 13.4654 | 4.6911 | 0.11763 | 2.2062
6568 | 12.4523 | 4.427 | 0.12428 | 2.0369
6569 | 12.0226 | 4.502 | 0.12111 | 1.8583
6570 | 11.7057 | 4.4616 | 0.12369 | 1.8096
6571 | 11.2605 | 4.5867 | 0.12417 | 1.6589
6572 | 11.6036 | 4.726 | 0.12296 | 1.7264
6573 | 11.0076 | 4.7726 | 0.12146 | 1.7284
6574 | 11.3396 | 4.6272 | 0.12722 | 1.7954
6575 | 11.1932 | 4.8788 | 0.1277 | 1.7846
6576 | 11.1124 | 4.4738 | 0.12343 | 1.892
6577 | 11.5303 | 5.5333 | 0.12186 | 1.868
6578 | 11.358 | 6.5263 | 0.16383 | 1.7617
6579 | 10.7265 | 7.8936 | 0.20362 | 1.7656
6580 | 10.8304 | 9.3244 | 0.25359 | 1.8637
6581 | 11.0913 | 10.2464 | 0.27927 | 1.7035
6582 | 11.2468 | 10.606 | 0.31291 | 1.7491
6583 | 11.8917 | 11.6151 | 0.34882 | 1.7356
6584 | 12.7314 | 12.0922 | 0.37116 | 1.8775
6585 | 13.5783 | 12.5301 | 0.37675 | 1.9201
6586 | 15.2636 | 13.0224 | 0.38334 | 1.9112
6587 | 15.7452 | 12.6116 | 0.37741 | 1.9909
6588 | 15.8334 | 9.5256 | 0.25654 | 2.2091
6589 | 15.4346 | 6.2394 | 0.12872 | 2.2617
6590 | 14.0594 | 4.5905 | 0.12297 | 2.213
6591 | 12.7639 | 4.6805 | 0.12099 | 2.2689
6592 | 12.0838 | 4.5904 | 0.12558 | 2.1602
6593 | 11.7727 | 4.709 | 0.12309 | 2.0766
6594 | 11.8853 | 4.313 | 0.11797 | 2.0502
6595 | 11.3794 | 4.4343 | 0.11832 | 1.9184
6596 | 11.2445 | 4.73 | 0.1316 | 1.7488
6597 | 10.8598 | 4.6271 | 0.1235 | 1.8464
6598 | 11.4369 | 4.3815 | 0.12242 | 1.7348
6599 | 11.0246 | 4.5397 | 0.12112 | 1.7169
6600 | 11.1378 | 4.6416 | 0.10908 | 1.7266
6601 | 11.2655 | 4.4931 | 0.12029 | 1.8955
6602 | 11.3249 | 5.36 | 0.12467 | 1.8841
6603 | 11.3363 | 6.3447 | 0.13474 | 1.8788
6604 | 11.7964 | 7.5738 | 0.17642 | 1.7384
6605 | 10.952 | 8.5998 | 0.21517 | 1.9436
6606 | 11.5684 | 9.2323 | 0.2586 | 1.8781
6607 | 12.217 | 10.159 | 0.27832 | 1.7733
6608 | 12.0912 | 10.3599 | 0.30203 | 1.8926
6609 | 13.38 | 11.3144 | 0.32813 | 1.7257
6610 | 14.8551 | 11.807 | 0.33854 | 1.9135
6611 | 15.6116 | 11.2097 | 0.33787 | 2.1887
6612 | 16.3658 | 8.6492 | 0.21877 | 2.0815
6613 | 15.6916 | 5.6015 | 0.12178 | 2.1022
6614 | 14.5652 | 4.7024 | 0.12981 | 2.2581
6615 | 13.0308 | 4.668 | 0.11686 | 2.4122
6616 | 12.1651 | 4.6459 | 0.12882 | 2.256
6617 | 11.6245 | 4.6059 | 0.12541 | 2.1807
6618 | 10.9294 | 4.7273 | 0.12186 | 1.966
6619 | 11.0675 | 4.218 | 0.1295 | 1.8476
6620 | 11.2193 | 4.2096 | 0.1296 | 1.9199
6621 | 10.6268 | 4.6705 | 0.12312 | 1.8072
6622 | 10.6791 | 4.5607 | 0.12818 | 1.8585
6623 | 11.5771 | 4.256 | 0.11847 | 1.762
6624 | 11.3744 | 4.6242 | 0.126 | 1.6246
6625 | 10.6773 | 4.6453 | 0.1207 | 1.7124
6626 | 11.449 | 4.6674 | 0.12852 | 1.6958
6627 | 10.9461 | 5.2033 | 0.12682 | 1.8494
6628 | 10.7221 | 6.2303 | 0.12924 | 1.7332
6629 | 11.113 | 5.8129 | 0.14295 | 1.7164
6630 | 11.1106 | 6.0268 | 0.15944 | 1.7981
6631 | 11.157 | 6.6045 | 0.17372 | 1.6539
6632 | 11.5151 | 6.9648 | 0.17432 | 1.6027
6633 | 11.3533 | 6.9039 | 0.1893 | 1.6819
6634 | 11.5012 | 7.1024 | 0.18642 | 1.919
6635 | 11.1022 | 6.8644 | 0.18888 | 2.0106
6636 | 10.6171 | 5.9397 | 0.15322 | 1.9068
6637 | 10.5502 | 5.0304 | 0.12645 | 2.048
6638 | 11.0609 | 4.6583 | 0.1342 | 2.2232
6639 | 10.8718 | 4.3274 | 0.11945 | 2.2827
6640 | 10.6011 | 4.5636 | 0.12339 | 2.0573
6641 | 11.1832 | 4.5457 | 0.11667 | 2.0094
6642 | 10.7155 | 4.6501 | 0.12185 | 1.9896
6643 | 10.5992 | 4.6499 | 0.12917 | 1.8827
6644 | 11.7322 | 4.5283 | 0.12243 | 1.8982
6645 | 10.8593 | 4.7071 | 0.12368 | 1.6399
6646 | 11.1574 | 4.4439 | 0.12098 | 1.8417
6647 | 10.9155 | 4.8368 | 0.12198 | 1.7702
6648 | 11.2366 | 4.5746 | 0.12454 | 1.8384
6649 | 11.2755 | 4.6021 | 0.12302 | 1.7887
6650 | 11.5547 | 4.6088 | 0.12219 | 1.6325
6651 | 11.281 | 4.523 | 0.12498 | 1.6102
6652 | 10.5635 | 4.5706 | 0.12724 | 1.8504
6653 | 11.0014 | 4.7821 | 0.11895 | 1.6268
6654 | 11.4215 | 5.2247 | 0.12303 | 1.9424
6655 | 11.3645 | 5.5642 | 0.13911 | 1.8237
6656 | 11.331 | 5.7993 | 0.14885 | 1.6131
6657 | 10.5703 | 5.9542 | 0.16123 | 1.7825
6658 | 10.906 | 6.033 | 0.15452 | 1.8594
6659 | 10.9106 | 5.9008 | 0.15608 | 1.8906
6660 | 10.4902 | 5.0629 | 0.12038 | 1.9498
6661 | 10.458 | 4.4794 | 0.12189 | 1.9843
6662 | 11.0037 | 4.4776 | 0.12489 | 2.0491
6663 | 10.2833 | 4.6842 | 0.11406 | 1.9843
6664 | 10.8212 | 4.6115 | 0.13482 | 1.9936
6665 | 10.5623 | 4.6213 | 0.11726 | 1.859
6666 | 11.0329 | 4.6439 | 0.1159 | 1.995
6667 | 11.3431 | 4.7356 | 0.11913 | 1.8946
6668 | 10.6535 | 4.4241 | 0.11733 | 1.9501
6669 | 10.9827 | 4.5525 | 0.11963 | 1.7111
6670 | 11.0352 | 4.5258 | 0.12052 | 1.9438
6671 | 11.3108 | 4.3777 | 0.11288 | 1.8025
6672 | 10.9147 | 4.8692 | 0.13404 | 1.7723
6673 | 11.908 | 4.4627 | 0.12539 | 1.9236
6674 | 11.1028 | 4.7972 | 0.11629 | 1.7162
6675 | 11.3274 | 4.5619 | 0.11849 | 1.7954
6676 | 11.4863 | 4.5745 | 0.1253 | 1.7318
6677 | 11.4868 | 4.5338 | 0.12137 | 1.6909
6678 | 11.5954 | 4.4304 | 0.12189 | 1.6782
6679 | 12.088 | 4.6004 | 0.12357 | 1.7754
6680 | 13.2876 | 4.5924 | 0.12508 | 1.8317
6681 | 12.8674 | 4.6447 | 0.11887 | 1.9455
6682 | 15.3057 | 4.6101 | 0.12468 | 1.8352
6683 | 15.6408 | 4.3707 | 0.12292 | 1.9375
6684 | 15.9246 | 4.5991 | 0.1259 | 1.9592
6685 | 15.0845 | 4.4131 | 0.12115 | 2.0195
6686 | 14.3591 | 4.5365 | 0.12499 | 2.082
6687 | 13.4942 | 4.5791 | 0.11985 | 2.2299
6688 | 12.176 | 4.5372 | 0.12845 | 2.1048
6689 | 11.2121 | 4.352 | 0.12576 | 2.2182
6690 | 11.4382 | 4.1887 | 0.13237 | 2.0619
6691 | 11.7233 | 4.5114 | 0.12782 | 2.114
6692 | 10.5468 | 4.5764 | 0.11632 | 2.0863
6693 | 11.1663 | 4.6134 | 0.12649 | 2.0046
6694 | 11.4189 | 4.8785 | 0.12791 | 1.8603
6695 | 11.3361 | 4.7195 | 0.12176 | 1.9161
6696 | 11.345 | 4.5109 | 0.11795 | 1.7253
6697 | 11.1052 | 4.5905 | 0.11843 | 1.8686
6698 | 11.1594 | 4.4407 | 0.12201 | 1.9118
6699 | 11.0025 | 4.6734 | 0.11977 | 1.8864
6700 | 11.2723 | 4.5643 | 0.11475 | 1.7401
6701 | 11.1005 | 4.797 | 0.12559 | 1.9733
6702 | 11.4598 | 4.6472 | 0.12171 | 1.8598
6703 | 11.7217 | 4.7071 | 0.12831 | 1.807
6704 | 12.9701 | 4.6588 | 0.12371 | 1.7816
6705 | 14.1151 | 4.6234 | 0.12641 | 1.9281
6706 | 14.8292 | 4.2363 | 0.12648 | 2.0175
6707 | 15.5917 | 4.4826 | 0.13099 | 1.9866
6708 | 15.7671 | 4.3496 | 0.11458 | 2.1437
6709 | 15.3479 | 4.8165 | 0.11845 | 2.0852
6710 | 14.4485 | 4.5747 | 0.12701 | 2.1192
6711 | 13.1901 | 4.3525 | 0.12676 | 2.1862
6712 | 12.6273 | 4.5874 | 0.12007 | 2.2536
6713 | 11.0126 | 4.4966 | 0.1194 | 2.0267
6714 | 11.2684 | 4.5538 | 0.12485 | 2.0413
6715 | 11.0956 | 4.5209 | 0.12209 | 2.1687
6716 | 10.2948 | 4.8792 | 0.12761 | 2.158
6717 | 10.8098 | 4.4196 | 0.1232 | 2.0189
6718 | 10.5495 | 4.6659 | 0.12037 | 1.9375
6719 | 11.3273 | 4.6415 | 0.1285 | 1.9933
6720 | 10.8243 | 4.4778 | 0.12884 | 1.9017
6721 | 11.1311 | 4.7045 | 0.11248 | 1.9472
6722 | 11.249 | 4.6209 | 0.12049 | 1.8851
6723 | 11.0168 | 4.4672 | 0.12458 | 1.9045
6724 | 10.8722 | 4.448 | 0.12804 | 2.0087
6725 | 11.4241 | 4.7475 | 0.11706 | 1.7327
6726 | 11.1574 | 4.5936 | 0.12149 | 1.7871
6727 | 11.3069 | 4.6143 | 0.12417 | 1.6647
6728 | 11.9591 | 4.8292 | 0.12151 | 1.8389
6729 | 13.3759 | 4.4377 | 0.11909 | 1.9825
6730 | 14.387 | 4.6689 | 0.12122 | 1.774
6731 | 15.8634 | 4.4949 | 0.12142 | 1.9917
6732 | 15.8729 | 4.7767 | 0.1127 | 1.941
6733 | 16.0658 | 4.5189 | 0.12862 | 1.921
6734 | 14.4882 | 4.6645 | 0.12863 | 1.7736
6735 | 13.4634 | 4.8012 | 0.11747 | 1.9187
6736 | 11.9652 | 4.8009 | 0.1211 | 1.939
6737 | 11.839 | 4.7175 | 0.12171 | 1.9622
6738 | 11.8295 | 4.6706 | 0.12444 | 2.0067
6739 | 11.9365 | 4.7538 | 0.12551 | 1.972
6740 | 11.5436 | 4.3249 | 0.12789 | 1.9781
6741 | 10.6433 | 4.6812 | 0.11342 | 1.755
6742 | 10.9993 | 4.3087 | 0.11993 | 1.9133
6743 | 11.3069 | 4.6065 | 0.12128 | 1.8089
6744 | 11.0239 | 4.6545 | 0.12026 | 1.809
6745 | 10.9072 | 4.4821 | 0.11736 | 1.7354
6746 | 11.196 | 4.7455 | 0.11543 | 1.8786
6747 | 11.442 | 4.3462 | 0.12548 | 1.7938
6748 | 11.4708 | 4.6223 | 0.11751 | 1.7975
6749 | 11.1938 | 4.7022 | 0.12121 | 1.7543
6750 | 11.2408 | 4.3385 | 0.12181 | 1.674
6751 | 11.7254 | 4.6062 | 0.1173 | 1.6086
6752 | 12.3025 | 4.9205 | 0.12778 | 1.7503
6753 | 13.1992 | 4.7514 | 0.11907 | 1.9548
6754 | 14.1073 | 5.2927 | 0.11882 | 2.2721
6755 | 15.408 | 5.0866 | 0.11725 | 2.1639
6756 | 16.4256 | 4.4558 | 0.13507 | 2.3369
6757 | 15.4502 | 4.691 | 0.12665 | 2.3374
6758 | 13.9988 | 4.5184 | 0.11806 | 2.2556
6759 | 13.1841 | 4.5908 | 0.12679 | 2.2229
6760 | 12.6901 | 4.4864 | 0.11756 | 2.2189
6761 | 10.8908 | 4.6468 | 0.12174 | 2.2144
6762 | 11.3595 | 4.7574 | 0.12824 | 2.1569
6763 | 10.6283 | 4.4994 | 0.11764 | 2.0772
6764 | 10.5635 | 4.5592 | 0.12831 | 2.2455
6765 | 10.907 | 4.7101 | 0.11862 | 2.1418
6766 | 11.1243 | 4.6479 | 0.12395 | 2.0968
6767 | 10.9754 | 4.765 | 0.12674 | 1.8046
6768 | 10.988 | 4.8781 | 0.11944 | 2.1059
6769 | 11.2674 | 4.7757 | 0.12916 | 1.8517
6770 | 11.4429 | 4.3369 | 0.12829 | 1.9356
6771 | 10.956 | 4.3893 | 0.12787 | 1.7761
6772 | 11.8537 | 4.3386 | 0.12814 | 1.8125
6773 | 11.3194 | 4.8393 | 0.12113 | 1.7653
6774 | 11.496 | 4.7857 | 0.12002 | 1.8283
6775 | 11.8872 | 4.5021 | 0.12456 | 1.7574
6776 | 12.2087 | 4.2954 | 0.12137 | 1.9522
6777 | 13.5283 | 4.4635 | 0.11765 | 2.1565
6778 | 14.0295 | 4.4568 | 0.11167 | 2.2599
6779 | 15.1401 | 4.5389 | 0.11881 | 2.2456
6780 | 15.2089 | 4.4347 | 0.13812 | 2.4911
6781 | 15.0613 | 4.3972 | 0.12423 | 2.5869
6782 | 13.0601 | 4.551 | 0.12199 | 2.8401
6783 | 13.1822 | 4.6498 | 0.13061 | 3.1412
6784 | 11.9082 | 4.5453 | 0.11886 | 2.3913
6785 | 10.8026 | 4.5052 | 0.11974 | 2.4658
6786 | 10.7071 | 4.5123 | 0.12621 | 2.5544
6787 | 11.6045 | 4.7542 | 0.1171 | 2.5207
6788 | 10.8588 | 4.7937 | 0.12674 | 2.286
6789 | 10.5548 | 4.5297 | 0.12552 | 2.3192
6790 | 10.8406 | 4.5721 | 0.12266 | 2.1442
6791 | 11.1349 | 4.4376 | 0.12463 | 1.9659
6792 | 10.912 | 4.5754 | 0.12431 | 2.0956
6793 | 10.9973 | 4.6044 | 0.12151 | 2.0245
6794 | 11.3 | 4.7716 | 0.1229 | 1.8772
6795 | 10.6608 | 4.8168 | 0.11381 | 1.8578
6796 | 10.9651 | 4.6472 | 0.12397 | 1.795
6797 | 10.9572 | 4.4777 | 0.11573 | 1.8239
6798 | 11.4852 | 4.6265 | 0.12291 | 1.836
6799 | 11.4921 | 4.6138 | 0.13251 | 1.899
6800 | 10.5357 | 4.554 | 0.12286 | 1.8295
6801 | 10.7578 | 4.3915 | 0.12774 | 2.0009
6802 | 10.76 | 4.6268 | 0.12203 | 2.0484
6803 | 10.4575 | 4.2634 | 0.12969 | 2.1411
6804 | 10.603 | 4.3816 | 0.13183 | 2.1546
6805 | 10.9013 | 4.6882 | 0.11344 | 2.6047
6806 | 10.1798 | 4.4768 | 0.12334 | 2.9451
6807 | 10.339 | 4.3704 | 0.12464 | 3.0757
6808 | 10.3402 | 4.4006 | 0.12321 | 2.6863
6809 | 10.2732 | 4.4883 | 0.11596 | 2.2692
6810 | 10.5758 | 4.388 | 0.1192 | 2.0232
6811 | 10.6074 | 4.4544 | 0.11477 | 1.9883
6812 | 10.406 | 4.3147 | 0.11488 | 1.9445
6813 | 10.7329 | 4.6647 | 0.11836 | 1.9044
6814 | 10.8417 | 4.5522 | 0.11783 | 1.9277
6815 | 11.0412 | 4.7476 | 0.11951 | 2.0707
6816 | 11.577 | 4.2322 | 0.12465 | 1.8923
6817 | 11.1071 | 4.4866 | 0.12705 | 1.9291
6818 | 11.5792 | 4.5219 | 0.12223 | 1.8358
6819 | 11.0157 | 4.639 | 0.12172 | 1.8121
6820 | 10.9545 | 4.7008 | 0.12267 | 1.819
6821 | 11.6204 | 4.2934 | 0.12203 | 1.8342
6822 | 10.9758 | 4.5045 | 0.12604 | 1.7049
6823 | 11.1998 | 4.4487 | 0.11891 | 1.8091
6824 | 11.3877 | 4.751 | 0.12316 | 1.7693
6825 | 10.8637 | 5.0656 | 0.12543 | 1.8866
6826 | 10.6405 | 5.1346 | 0.1286 | 2.0261
6827 | 10.9729 | 5.1655 | 0.13249 | 2.2558
6828 | 10.2252 | 4.5308 | 0.12017 | 1.9555
6829 | 10.7483 | 4.6303 | 0.11704 | 2.9819
6830 | 10.2209 | 4.7852 | 0.12447 | 3.3843
6831 | 10.8144 | 4.4229 | 0.13149 | 3.4699
6832 | 10.3922 | 4.762 | 0.12921 | 3.0208
6833 | 10.3274 | 4.6124 | 0.13314 | 2.2537
6834 | 10.993 | 4.3955 | 0.12633 | 2.0652
6835 | 11.2299 | 4.4968 | 0.12627 | 2.1823
6836 | 11.3419 | 4.8008 | 0.12325 | 2.0742
6837 | 10.9647 | 4.506 | 0.12414 | 1.8975
6838 | 11.0291 | 4.5527 | 0.12597 | 1.6981
6839 | 11.011 | 4.5033 | 0.1263 | 2.0814
6840 | 10.6412 | 4.5352 | 0.12434 | 1.7201
6841 | 11.3992 | 4.3508 | 0.12723 | 1.968
6842 | 11.0316 | 4.2918 | 0.11708 | 1.7379
6843 | 11.3447 | 4.7545 | 0.11847 | 1.6737
6844 | 11.1255 | 4.6695 | 0.11706 | 1.9606
6845 | 11.1118 | 4.6037 | 0.12416 | 1.7234
6846 | 11.8985 | 4.6959 | 0.13282 | 1.725
6847 | 11.9303 | 4.7364 | 0.12537 | 1.7267
6848 | 12.5155 | 4.5177 | 0.13075 | 1.8666
6849 | 13.6051 | 4.4952 | 0.13029 | 1.8618
6850 | 14.16 | 4.7937 | 0.11971 | 2.1222
6851 | 15.4625 | 4.8544 | 0.12661 | 2.2893
6852 | 15.4116 | 4.2609 | 0.12648 | 2.2642
6853 | 15.8832 | 4.5321 | 0.12686 | 2.4514
6854 | 13.6927 | 4.622 | 0.12031 | 2.4748
6855 | 12.5771 | 4.405 | 0.12525 | 2.4695
6856 | 11.9806 | 4.721 | 0.12729 | 2.5398
6857 | 11.007 | 4.4417 | 0.12254 | 2.4087
6858 | 10.8859 | 4.5263 | 0.13132 | 2.2117
6859 | 11.0573 | 4.3619 | 0.12512 | 2.1932
6860 | 10.6918 | 4.4894 | 0.12885 | 2.2365
6861 | 11.2092 | 4.5283 | 0.11804 | 2.1417
6862 | 11.2207 | 4.6107 | 0.11802 | 1.9912
6863 | 11.2407 | 4.5269 | 0.11806 | 1.8884
6864 | 11.065 | 4.3658 | 0.12329 | 1.9953
6865 | 11.1127 | 4.6199 | 0.1243 | 1.979
6866 | 11.199 | 4.4348 | 0.12954 | 1.9067
6867 | 10.5231 | 4.6009 | 0.11977 | 1.8709
6868 | 11.0704 | 4.6814 | 0.13164 | 1.7725
6869 | 11.028 | 4.6026 | 0.12601 | 1.7658
6870 | 11.1734 | 4.4816 | 0.12984 | 1.6705
6871 | 11.6619 | 4.5946 | 0.11629 | 1.6924
6872 | 12.6136 | 4.4235 | 0.12703 | 1.8608
6873 | 13.5887 | 4.3993 | 0.1191 | 1.9609
6874 | 14.5234 | 4.6356 | 0.12367 | 2.063
6875 | 15.4567 | 4.7602 | 0.11919 | 2.0596
6876 | 15.7289 | 4.4675 | 0.12244 | 2.2653
6877 | 16.0082 | 4.3902 | 0.12182 | 2.2082
6878 | 14.2039 | 4.568 | 0.12398 | 2.2348
6879 | 12.6751 | 4.6696 | 0.12314 | 2.4115
6880 | 11.547 | 4.1535 | 0.11652 | 2.3839
6881 | 11.5661 | 4.4568 | 0.12602 | 2.3065
6882 | 11.0273 | 4.4927 | 0.11726 | 2.221
6883 | 10.6582 | 4.4887 | 0.12125 | 2.1096
6884 | 11.0177 | 4.7699 | 0.11846 | 2.0423
6885 | 11.0646 | 4.6373 | 0.1171 | 2.0009
6886 | 11.3209 | 4.6014 | 0.12777 | 1.9511
6887 | 10.9551 | 4.5311 | 0.12608 | 1.7999
6888 | 11.5668 | 4.5911 | 0.1144 | 1.9395
6889 | 11.1 | 4.3457 | 0.11963 | 1.6394
6890 | 11.2769 | 4.4885 | 0.12448 | 1.6449
6891 | 10.9617 | 4.3554 | 0.12648 | 1.8003
6892 | 11.2396 | 4.3841 | 0.11654 | 1.8574
6893 | 11.0083 | 4.6215 | 0.11695 | 1.8171
6894 | 11.5309 | 5.1234 | 0.11783 | 1.6278
6895 | 12.4235 | 5.7917 | 0.12119 | 1.8633
6896 | 12.1413 | 6.5748 | 0.13894 | 1.9066
6897 | 13.474 | 6.9012 | 0.16139 | 1.81
6898 | 14.5428 | 7.4163 | 0.17495 | 2.2612
6899 | 15.5935 | 7.1879 | 0.17781 | 2.1306
6900 | 15.6757 | 5.1746 | 0.1249 | 2.3958
6901 | 14.9784 | 4.6591 | 0.12024 | 2.2289
6902 | 14.5238 | 4.4911 | 0.12399 | 2.529
6903 | 13.2046 | 4.5467 | 0.12511 | 2.5967
6904 | 11.4993 | 4.5443 | 0.11625 | 2.3864
6905 | 11.8157 | 4.68 | 0.11896 | 2.2726
6906 | 11.6315 | 4.5708 | 0.11779 | 2.3477
6907 | 11.4385 | 4.4819 | 0.12576 | 2.1085
6908 | 10.8817 | 4.5748 | 0.1264 | 2.1848
6909 | 10.9592 | 4.5262 | 0.11647 | 1.9019
6910 | 11.3557 | 4.4822 | 0.11963 | 1.9319
6911 | 11.3726 | 4.6022 | 0.12721 | 1.9638
6912 | 11.1832 | 4.6252 | 0.12327 | 1.8721
6913 | 11.1349 | 4.7415 | 0.12316 | 1.6291
6914 | 11.4408 | 4.5951 | 0.12945 | 1.7898
6915 | 11.4247 | 4.5589 | 0.13143 | 1.6106
6916 | 11.0908 | 4.6205 | 0.12258 | 1.9829
6917 | 11.0597 | 4.7303 | 0.11754 | 1.6537
6918 | 11.4208 | 4.5173 | 0.12541 | 1.755
6919 | 11.8034 | 5.072 | 0.1268 | 1.7184
6920 | 12.6825 | 5.6182 | 0.11425 | 1.7757
6921 | 13.0782 | 5.791 | 0.12165 | 1.6414
6922 | 14.536 | 6.0918 | 0.11814 | 1.5243
6923 | 15.713 | 5.9933 | 0.11941 | 1.9696
6924 | 16.2001 | 5.3803 | 0.11823 | 1.7955
6925 | 16.1818 | 5.2714 | 0.12852 | 1.7023
6926 | 15.2556 | 4.7227 | 0.12273 | 1.8619
6927 | 13.2664 | 4.665 | 0.12907 | 1.9941
6928 | 12.7878 | 4.6587 | 0.12646 | 1.9416
6929 | 11.8265 | 4.7832 | 0.12582 | 1.844
6930 | 11.395 | 4.6344 | 0.11309 | 1.8324
6931 | 11.3546 | 4.4905 | 0.11976 | 1.9099
6932 | 11.2545 | 4.3043 | 0.13095 | 1.7992
6933 | 11.6697 | 4.7156 | 0.11955 | 1.7771
6934 | 10.9132 | 4.7538 | 0.12168 | 1.639
6935 | 11.0603 | 4.7757 | 0.1308 | 1.5462
6936 | 11.2097 | 4.6837 | 0.1141 | 1.7648
6937 | 10.6522 | 4.6695 | 0.11952 | 1.7112
6938 | 10.9496 | 4.4556 | 0.11585 | 1.8158
6939 | 10.935 | 4.7338 | 0.12919 | 1.7642
6940 | 10.9171 | 4.4903 | 0.11612 | 1.667
6941 | 11.1391 | 4.766 | 0.13078 | 1.7639
6942 | 11.3963 | 4.8636 | 0.12324 | 1.742
6943 | 12.5598 | 5.0546 | 0.1225 | 1.684
6944 | 12.5239 | 5.6109 | 0.11495 | 1.6275
6945 | 13.138 | 5.4162 | 0.12346 | 1.5365
6946 | 14.9559 | 5.6311 | 0.12236 | 1.8941
6947 | 15.2565 | 5.5687 | 0.12441 | 1.794
6948 | 15.6207 | 5.2955 | 0.12141 | 1.7531
6949 | 15.6819 | 4.3647 | 0.11936 | 1.8845
6950 | 14.5549 | 4.6835 | 0.1225 | 2.0083
6951 | 13.289 | 4.6917 | 0.11591 | 2.1985
6952 | 12.6341 | 4.0778 | 0.11999 | 2.1241
6953 | 11.6144 | 4.3418 | 0.12163 | 2.1109
6954 | 12.1908 | 4.5041 | 0.11305 | 2.0895
6955 | 11.4352 | 4.723 | 0.12339 | 1.8436
6956 | 11.0328 | 4.6423 | 0.12539 | 1.9033
6957 | 11.2439 | 4.3501 | 0.12759 | 1.813
6958 | 10.904 | 4.5524 | 0.13511 | 1.8597
6959 | 10.9533 | 4.6645 | 0.12317 | 1.8822
6960 | 11.4676 | 4.6953 | 0.12089 | 1.9775
6961 | 11.3237 | 4.4473 | 0.11848 | 1.8969
6962 | 11.8036 | 4.5958 | 0.12426 | 1.7913
6963 | 11.4949 | 4.4704 | 0.12494 | 1.6214
6964 | 11.1183 | 4.5172 | 0.11821 | 1.8085
6965 | 11.2864 | 4.649 | 0.11683 | 1.824
6966 | 11.3765 | 4.9248 | 0.12092 | 1.7684
6967 | 11.3301 | 4.7342 | 0.12469 | 1.8442
6968 | 11.9143 | 4.738 | 0.12817 | 1.767
6969 | 11.3967 | 4.5017 | 0.11871 | 1.6883
6970 | 11.4138 | 4.7047 | 0.11746 | 1.7085
6971 | 11.2436 | 4.821 | 0.12103 | 1.8303
6972 | 10.9052 | 4.6296 | 0.11853 | 2.082
6973 | 11.7296 | 4.5764 | 0.13587 | 1.9093
6974 | 11.2649 | 4.4329 | 0.11366 | 1.8423
6975 | 11.2987 | 4.5954 | 0.11972 | 1.7831
6976 | 11.728 | 4.755 | 0.12335 | 1.7662
6977 | 10.9196 | 4.5734 | 0.12342 | 1.841
6978 | 10.8072 | 4.6546 | 0.12074 | 1.7689
6979 | 11.5889 | 4.5167 | 0.1207 | 1.8863
6980 | 11.5395 | 4.6549 | 0.1226 | 1.7906
6981 | 10.8644 | 4.4325 | 0.11762 | 1.7669
6982 | 10.8715 | 4.5015 | 0.13118 | 1.759
6983 | 11.1617 | 4.523 | 0.11479 | 1.7925
6984 | 11.0036 | 4.6681 | 0.12016 | 1.5949
6985 | 11.0915 | 4.4865 | 0.1227 | 1.8643
6986 | 11.5942 | 4.5938 | 0.11725 | 1.9366
6987 | 10.7538 | 4.7432 | 0.11918 | 1.6135
6988 | 11.2269 | 4.9715 | 0.11562 | 1.6869
6989 | 11.4076 | 5.4931 | 0.11845 | 1.8615
6990 | 11.4117 | 5.6252 | 0.14931 | 1.7609
6991 | 11.4738 | 6.1714 | 0.15163 | 1.7806
6992 | 10.9064 | 6.3411 | 0.17827 | 1.702
6993 | 11.1528 | 6.7486 | 0.18984 | 1.8412
6994 | 11.4533 | 6.9938 | 0.18132 | 1.7202
6995 | 11.5222 | 6.9172 | 0.17814 | 1.743
6996 | 11.4454 | 6.2203 | 0.16032 | 1.9846
6997 | 11.4609 | 6.2938 | 0.1588 | 1.7574
6998 | 11.0523 | 5.9336 | 0.14947 | 2.0169
6999 | 11.2803 | 4.3053 | 0.11411 | 1.8373
7000 | 11.606 | 4.6908 | 0.11036 | 1.7682
7001 | 11.2221 | 4.4042 | 0.12615 | 1.91
7002 | 11.3426 | 4.597 | 0.11884 | 1.8226
7003 | 11.152 | 4.5429 | 0.11773 | 1.766
7004 | 11.253 | 4.4633 | 0.11547 | 1.9062
7005 | 11.2031 | 4.7759 | 0.12067 | 1.8988
7006 | 10.5913 | 4.6485 | 0.1201 | 1.767
7007 | 10.797 | 4.6231 | 0.11933 | 1.7645
7008 | 11.3479 | 4.5519 | 0.12154 | 1.6019
7009 | 10.5566 | 4.9182 | 0.12545 | 1.8864
7010 | 11.2841 | 4.8066 | 0.12518 | 1.6779
7011 | 10.7639 | 4.9343 | 0.12369 | 1.7468
7012 | 11.2218 | 4.9996 | 0.11811 | 1.9493
7013 | 10.8871 | 5.6636 | 0.11514 | 1.7452
7014 | 11.5683 | 5.5623 | 0.13009 | 1.8301
7015 | 11.866 | 5.6095 | 0.12269 | 1.7021
7016 | 12.2101 | 5.6233 | 0.12788 | 1.6661
7017 | 13.5922 | 5.7014 | 0.11901 | 1.8665
7018 | 15.1938 | 5.8078 | 0.11742 | 2.1098
7019 | 15.4674 | 5.8481 | 0.11649 | 2.105
7020 | 15.8235 | 4.472 | 0.11506 | 2.297
7021 | 15.3923 | 4.6384 | 0.12725 | 2.4545
7022 | 14.0979 | 4.77 | 0.12122 | 2.259
7023 | 14.0316 | 4.7939 | 0.12053 | 2.2689
7024 | 12.4837 | 4.8042 | 0.12222 | 2.4334
7025 | 11.4102 | 4.4089 | 0.1157 | 2.2552
7026 | 11.0876 | 4.5245 | 0.12067 | 2.0447
7027 | 11.1567 | 4.428 | 0.12819 | 2.2102
7028 | 10.568 | 4.1893 | 0.11728 | 2.0819
7029 | 11.0378 | 4.4974 | 0.12408 | 1.8993
7030 | 11.0566 | 4.669 | 0.11917 | 2.0258
7031 | 10.9351 | 4.5006 | 0.12829 | 1.9129
7032 | 11.1 | 4.6734 | 0.12266 | 1.9164
7033 | 11.4162 | 4.6353 | 0.12874 | 1.798
7034 | 11.8028 | 4.5388 | 0.12699 | 1.9099
7035 | 11.1174 | 4.7334 | 0.11471 | 1.6871
7036 | 11.1328 | 4.6581 | 0.11848 | 1.9594
7037 | 11.3051 | 4.5258 | 0.13125 | 1.7597
7038 | 11.3685 | 4.8139 | 0.12768 | 1.8759
7039 | 11.8765 | 4.3917 | 0.11974 | 1.8035
7040 | 12.5119 | 4.5842 | 0.1185 | 1.8901
7041 | 13.6023 | 4.5121 | 0.12187 | 1.8244
7042 | 15.1728 | 4.4259 | 0.12342 | 1.9316
7043 | 15.6496 | 4.6445 | 0.12161 | 2.0144
7044 | 15.5434 | 4.7266 | 0.12677 | 2.2283
7045 | 16.389 | 4.7459 | 0.12316 | 2.0428
7046 | 14.4362 | 4.6234 | 0.12458 | 1.9923
7047 | 13.339 | 4.4366 | 0.11735 | 1.9861
7048 | 12.4852 | 4.7528 | 0.1302 | 1.9177
7049 | 12.2152 | 4.5193 | 0.11541 | 1.9382
7050 | 10.6053 | 4.4212 | 0.12319 | 2.02
7051 | 11.1234 | 4.6303 | 0.12951 | 1.773
7052 | 11.6049 | 4.5905 | 0.12942 | 1.7966
7053 | 11.0302 | 4.4826 | 0.12488 | 1.8437
7054 | 11.268 | 4.4938 | 0.13012 | 1.7863
7055 | 11.2081 | 4.6356 | 0.12655 | 1.7876
7056 | 11.7927 | 4.7878 | 0.12174 | 1.8846
7057 | 11.6411 | 4.4678 | 0.12141 | 1.7599
7058 | 10.9605 | 4.8509 | 0.11919 | 1.8199
7059 | 11.106 | 4.6839 | 0.12085 | 1.7477
7060 | 11.1692 | 4.5254 | 0.12085 | 1.6943
7061 | 11.5079 | 5.7519 | 0.12472 | 1.7067
7062 | 11.3319 | 6.7258 | 0.15323 | 1.6463
7063 | 12.3282 | 7.6295 | 0.19074 | 1.7658
7064 | 12.4557 | 8.1408 | 0.20556 | 1.8216
7065 | 13.2457 | 8.6728 | 0.21354 | 1.7671
7066 | 14.8151 | 8.925 | 0.22845 | 1.7586
7067 | 15.156 | 8.9826 | 0.23319 | 2.045
7068 | 15.7763 | 7.6677 | 0.20418 | 1.9057
7069 | 15.3165 | 6.1371 | 0.13641 | 1.8623
7070 | 14.7493 | 4.5648 | 0.12449 | 1.8909
7071 | 13.4869 | 4.5764 | 0.11783 | 1.9069
7072 | 12.4592 | 4.5053 | 0.12541 | 1.742
7073 | 11.4878 | 4.7133 | 0.11337 | 1.6165
7074 | 11.4965 | 4.522 | 0.11675 | 1.8275
7075 | 11.3839 | 4.67 | 0.12497 | 1.8261
7076 | 11.8381 | 4.2674 | 0.12543 | 1.7508
7077 | 11.3187 | 4.4529 | 0.12191 | 1.8437
7078 | 10.9948 | 4.9016 | 0.12207 | 1.7334
7079 | 11.5849 | 5.5618 | 0.12263 | 1.8573
7080 | 11.2318 | 6.03 | 0.12494 | 1.6802
7081 | 10.9768 | 6.5235 | 0.14493 | 1.7888
7082 | 11.1998 | 7.2311 | 0.1754 | 1.8599
7083 | 11.0375 | 7.9762 | 0.19384 | 1.9006
7084 | 10.9423 | 8.5047 | 0.21512 | 2.0081
7085 | 10.9983 | 8.9548 | 0.2339 | 1.8064
7086 | 11.5179 | 9.2368 | 0.25221 | 1.8334
7087 | 12.2366 | 9.8739 | 0.27277 | 1.7807
7088 | 12.7156 | 10.3191 | 0.2758 | 1.7496
7089 | 13.4965 | 10.5397 | 0.28678 | 1.7514
7090 | 14.8108 | 10.6634 | 0.30238 | 1.8104
7091 | 15.6937 | 10.4902 | 0.30132 | 1.7356
7092 | 15.918 | 9.9517 | 0.26706 | 1.8431
7093 | 15.0998 | 8.7094 | 0.22941 | 1.8501
7094 | 14.1225 | 7.4384 | 0.1775 | 1.8837
7095 | 13.563 | 6.4945 | 0.13477 | 1.8848
7096 | 13.2995 | 5.1159 | 0.12674 | 1.9186
7097 | 12.4001 | 4.694 | 0.12726 | 1.8652
7098 | 11.5306 | 4.5717 | 0.12073 | 1.8888
7099 | 11.1411 | 4.4774 | 0.12327 | 1.7624
7100 | 11.3878 | 4.5069 | 0.12604 | 1.748
7101 | 11.363 | 4.6355 | 0.1257 | 1.8505
7102 | 10.8365 | 4.4487 | 0.12423 | 1.6128
7103 | 11.0542 | 4.6775 | 0.12359 | 1.6336
7104 | 11.4234 | 4.9938 | 0.11801 | 1.7921
7105 | 11.0191 | 5.6841 | 0.1306 | 1.7749
7106 | 11.3456 | 5.93 | 0.12592 | 1.7968
7107 | 10.7048 | 6.4017 | 0.13792 | 1.6327
7108 | 11.0238 | 6.8668 | 0.15557 | 1.6354
7109 | 11.6012 | 7.6215 | 0.18214 | 1.6991
7110 | 11.7457 | 8.071 | 0.19174 | 1.9242
7111 | 11.2993 | 8.0352 | 0.21038 | 1.869
7112 | 12.5094 | 8.3903 | 0.22187 | 1.6611
7113 | 13.3209 | 8.7502 | 0.22434 | 1.6813
7114 | 14.5372 | 8.4094 | 0.22932 | 1.7521
7115 | 15.4672 | 8.8481 | 0.23599 | 1.7968
7116 | 15.8691 | 8.3467 | 0.22507 | 1.6614
7117 | 15.5997 | 7.8485 | 0.18836 | 1.8302
7118 | 14.7242 | 6.8431 | 0.15099 | 1.9626
7119 | 13.0195 | 5.5399 | 0.12725 | 1.6923
7120 | 12.7301 | 4.9068 | 0.13448 | 1.7918
7121 | 11.7155 | 4.5908 | 0.12016 | 1.7688
7122 | 11.3894 | 4.6057 | 0.12039 | 1.9087
7123 | 11.9544 | 4.8208 | 0.12437 | 1.6388
7124 | 11.1283 | 4.5926 | 0.13017 | 1.7126
7125 | 11.6794 | 4.4717 | 0.11925 | 1.8582
7126 | 11.5109 | 4.4355 | 0.1228 | 1.8968
7127 | 11.1709 | 4.6502 | 0.12836 | 1.8971
7128 | 11.5847 | 5.5379 | 0.11727 | 1.7571
7129 | 11.3109 | 6.2349 | 0.14498 | 1.7559
7130 | 11.3131 | 6.8347 | 0.15724 | 1.7716
7131 | 10.9793 | 7.6939 | 0.18117 | 1.858
7132 | 10.8565 | 8.0291 | 0.21282 | 1.9913
7133 | 11.3095 | 6.7249 | 0.18074 | 1.8106
7134 | 11.1267 | 7.2178 | 0.20415 | 1.8196
7135 | 11.7968 | 7.713 | 0.21717 | 1.5843
7136 | 11.3822 | 8.2311 | 0.23831 | 1.9217
7137 | 11.1376 | 8.2228 | 0.24219 | 1.6573
7138 | 11.3386 | 8.5206 | 0.25002 | 1.7383
7139 | 11.5554 | 8.6875 | 0.24982 | 1.8792
7140 | 11.4939 | 8.1194 | 0.21678 | 1.7985
7141 | 11.0657 | 6.8083 | 0.18715 | 1.8482
7142 | 11.1044 | 5.8375 | 0.14604 | 1.9615
7143 | 10.9695 | 4.6168 | 0.12201 | 1.7434
7144 | 10.7006 | 4.8095 | 0.1218 | 1.7659
7145 | 11.1593 | 4.3802 | 0.1253 | 1.7405
7146 | 11.0348 | 4.7833 | 0.12315 | 1.7434
7147 | 11.4045 | 4.6674 | 0.12404 | 1.6955
7148 | 11.5207 | 4.6131 | 0.13027 | 1.5869
7149 | 11.3532 | 4.6772 | 0.13359 | 1.8158
7150 | 11.5132 | 4.6023 | 0.12086 | 1.7404
7151 | 11.4175 | 5.1452 | 0.12916 | 1.7316
7152 | 11.1589 | 5.5312 | 0.12352 | 2.0011
7153 | 11.2396 | 5.9504 | 0.14894 | 1.6809
7154 | 10.9543 | 6.15 | 0.15805 | 1.7249
7155 | 11.2979 | 6.5653 | 0.1719 | 1.8634
7156 | 11.2844 | 7.0738 | 0.19245 | 1.6472
7157 | 11.1884 | 7.2206 | 0.19687 | 1.7898
7158 | 11.2586 | 7.4123 | 0.20819 | 1.8608
7159 | 10.697 | 7.4333 | 0.22085 | 1.7629
7160 | 11.4456 | 7.8069 | 0.2179 | 1.6441
7161 | 11.5416 | 8.0658 | 0.21994 | 1.6336
7162 | 11.0392 | 7.9026 | 0.22543 | 1.8875
7163 | 11.2641 | 7.9135 | 0.22206 | 1.8362
7164 | 11.8117 | 7.8392 | 0.22308 | 1.6653
7165 | 11.4349 | 7.6743 | 0.21046 | 1.7431
7166 | 11.0631 | 7.2011 | 0.20758 | 1.7558
7167 | 10.9679 | 7.2608 | 0.19494 | 1.7442
7168 | 11.1085 | 7.1019 | 0.19289 | 1.676
7169 | 11.1635 | 6.5351 | 0.17763 | 1.8316
7170 | 11.4252 | 6.6554 | 0.17156 | 1.8922
7171 | 10.8918 | 6.6004 | 0.18572 | 1.7433
7172 | 10.9359 | 6.7831 | 0.19595 | 1.9226
7173 | 10.4508 | 7.0846 | 0.19886 | 1.799
7174 | 10.9133 | 7.1925 | 0.19938 | 1.8052
7175 | 11.1634 | 7.4111 | 0.19161 | 1.8527
7176 | 11.1401 | 7.8659 | 0.21787 | 1.8587
7177 | 11.1881 | 8.1454 | 0.23022 | 1.6969
7178 | 11.7192 | 8.6901 | 0.25038 | 1.7848
7179 | 10.7167 | 8.2398 | 0.25004 | 1.6727
7180 | 11.0867 | 8.4961 | 0.24354 | 1.9354
7181 | 11.3615 | 12.6878 | 0.38341 | 1.7429
7182 | 11.2125 | 13.1784 | 0.4023 | 1.7512
7183 | 11.6613 | 13.4814 | 0.41907 | 1.6659
7184 | 12.1454 | 13.6502 | 0.42872 | 1.8573
7185 | 13.6216 | 13.7583 | 0.4275 | 1.6008
7186 | 15.214 | 14.1506 | 0.44085 | 1.7643
7187 | 15.5472 | 14.3859 | 0.43493 | 1.6099
7188 | 16.3245 | 13.2031 | 0.40072 | 1.7978
7189 | 15.8963 | 11.3294 | 0.32651 | 1.8764
7190 | 14.5627 | 9.2769 | 0.25007 | 1.8113
7191 | 13.1543 | 7.3067 | 0.16859 | 1.8003
7192 | 12.6656 | 5.5982 | 0.13314 | 1.871
7193 | 12.0895 | 4.2232 | 0.13 | 1.6918
7194 | 11.1169 | 4.757 | 0.12197 | 1.7849
7195 | 11.2118 | 4.8057 | 0.12411 | 1.7864
7196 | 11.3197 | 4.6137 | 0.12103 | 1.7132
7197 | 11.5513 | 5.4571 | 0.12191 | 1.7704
7198 | 11.3734 | 6.0912 | 0.13083 | 1.7408
7199 | 11.2395 | 6.6144 | 0.15026 | 1.9161
7200 | 10.9938 | 7.4051 | 0.18707 | 1.7204
7201 | 10.8944 | 7.8794 | 0.19518 | 1.7035
7202 | 10.9618 | 8.8073 | 0.23015 | 1.8963
7203 | 11.4544 | 9.5363 | 0.26095 | 1.669
7204 | 10.9378 | 10.104 | 0.28811 | 1.7606
7205 | 12 | 10.6558 | 0.3058 | 1.8129
7206 | 12.0161 | 11.5806 | 0.33624 | 1.7546
7207 | 11.438 | 12.0409 | 0.35619 | 1.7624
7208 | 12.5518 | 12.7976 | 0.37755 | 1.6565
7209 | 13.6272 | 13.0603 | 0.3943 | 1.9283
7210 | 14.4533 | 13.4395 | 0.40138 | 1.8987
7211 | 15.3378 | 13.2893 | 0.41781 | 1.754
7212 | 16.3391 | 12.9644 | 0.39241 | 1.9224
7213 | 15.7267 | 12.1942 | 0.38051 | 1.8505
7214 | 14.5035 | 11.8217 | 0.33668 | 1.7321
7215 | 13.3649 | 11.3594 | 0.32274 | 1.807
7216 | 12.4854 | 10.972 | 0.31944 | 1.916
7217 | 11.9971 | 10.5497 | 0.28683 | 1.7913
7218 | 10.6276 | 9.9127 | 0.28942 | 1.6581
7219 | 11.5043 | 9.6957 | 0.26607 | 1.8698
7220 | 10.9993 | 9.8228 | 0.26971 | 1.9676
7221 | 11.2209 | 10.3965 | 0.29019 | 1.7793
7222 | 11.5576 | 10.398 | 0.30261 | 1.6373
7223 | 11.3834 | 10.8136 | 0.30781 | 1.768
7224 | 11.0287 | 10.941 | 0.32069 | 1.7356
7225 | 10.7076 | 11.094 | 0.32329 | 1.8023
7226 | 11.2664 | 11.3081 | 0.33443 | 1.7091
7227 | 11.4137 | 11.5515 | 0.3342 | 1.845
7228 | 10.8713 | 11.4339 | 0.34982 | 1.7469
7229 | 11.1681 | 11.4971 | 0.32817 | 1.6184
7230 | 11.8736 | 11.1908 | 0.33383 | 1.6911
7231 | 11.7386 | 11.0773 | 0.32716 | 1.6094
7232 | 12.6202 | 11.0164 | 0.31606 | 1.7721
7233 | 13.4644 | 11.1594 | 0.30281 | 1.7305
7234 | 15.0044 | 11.006 | 0.30646 | 1.8476
7235 | 15.5833 | 10.8281 | 0.31234 | 1.7814
7236 | 16.1893 | 9.9573 | 0.2809 | 1.6657
7237 | 15.4643 | 8.707 | 0.24081 | 1.8991
7238 | 15.1204 | 7.674 | 0.19281 | 1.8316
7239 | 12.9697 | 7.0691 | 0.16381 | 1.8426
7240 | 12.3742 | 6.4297 | 0.14206 | 1.8031
7241 | 11.9082 | 5.834 | 0.11931 | 1.8064
7242 | 12.0974 | 5.0123 | 0.12198 | 1.9452
7243 | 11.4731 | 4.7066 | 0.11695 | 1.7873
7244 | 11.2835 | 4.9416 | 0.12062 | 1.7458
7245 | 11.4433 | 6.0216 | 0.12871 | 1.7672
7246 | 11.0808 | 6.211 | 0.12052 | 1.6242
7247 | 11.4752 | 6.4184 | 0.13512 | 1.8555
7248 | 11.5352 | 6.7419 | 0.143 | 1.8273
7249 | 11.5191 | 7.0775 | 0.16458 | 1.9875
7250 | 11.4474 | 6.9065 | 0.17234 | 1.7666
7251 | 10.9754 | 7.2062 | 0.17163 | 1.8088
7252 | 11.4248 | 7.664 | 0.19139 | 1.7517
7253 | 11.5624 | 8.2026 | 0.19811 | 1.8431
7254 | 11.6581 | 8.4791 | 0.21764 | 1.7701
7255 | 11.7153 | 9.0331 | 0.23438 | 1.8262
7256 | 12.4025 | 9.2746 | 0.25083 | 1.9051
7257 | 13.7284 | 9.389 | 0.24729 | 1.8653
7258 | 15.0245 | 9.8181 | 0.26002 | 1.8198
7259 | 16.2164 | 9.7069 | 0.25384 | 1.6691
7260 | 16.3866 | 8.9611 | 0.23349 | 1.6533
7261 | 15.7215 | 8.0397 | 0.18507 | 1.7738
7262 | 14.2333 | 6.8798 | 0.14604 | 1.7487
7263 | 13.6559 | 5.7687 | 0.12887 | 1.6694
7264 | 12.6891 | 4.8448 | 0.12129 | 1.6783
7265 | 11.7043 | 4.8134 | 0.12804 | 1.8803
7266 | 11.6722 | 4.586 | 0.12171 | 1.5482
7267 | 11.5232 | 4.5344 | 0.12708 | 1.7697
7268 | 11.2557 | 4.5048 | 0.11688 | 1.8789
7269 | 11.3261 | 4.9764 | 0.12304 | 1.7595
7270 | 11.3466 | 5.638 | 0.12223 | 1.6551
7271 | 11.1821 | 6.1573 | 0.12627 | 1.8146
7272 | 11.5304 | 6.3496 | 0.15202 | 1.701
7273 | 11.0605 | 6.9653 | 0.16639 | 1.7054
7274 | 11.1483 | 7.7748 | 0.18958 | 1.6879
7275 | 11.0581 | 8.0762 | 0.20893 | 1.751
7276 | 11.2696 | 8.4491 | 0.22074 | 1.6293
7277 | 11.2603 | 9.1744 | 0.23865 | 1.805
7278 | 11.8422 | 9.4913 | 0.25651 | 1.6978
7279 | 11.9792 | 10.0144 | 0.27809 | 1.6261
7280 | 12.3577 | 10.1369 | 0.28955 | 1.7432
7281 | 13.3496 | 9.8992 | 0.29223 | 1.8015
7282 | 14.7477 | 10.4391 | 0.28889 | 1.858
7283 | 15.78 | 10.6509 | 0.30131 | 1.7654
7284 | 16.6379 | 9.9706 | 0.28362 | 1.7923
7285 | 16.1074 | 8.6332 | 0.21768 | 1.7177
7286 | 14.8659 | 7.9031 | 0.19416 | 1.8519
7287 | 13.6466 | 6.6232 | 0.15353 | 1.7248
7288 | 12.7425 | 6.3281 | 0.11558 | 1.7766
7289 | 12.3644 | 5.7648 | 0.12201 | 1.9125
7290 | 11.1041 | 5.4349 | 0.11818 | 1.8066
7291 | 11.271 | 5.5281 | 0.12414 | 1.7398
7292 | 12.1773 | 6.2507 | 0.13114 | 1.585
7293 | 11.3297 | 6.9011 | 0.15718 | 1.7722
7294 | 11.0492 | 7.7081 | 0.18862 | 1.7201
7295 | 11.351 | 8.2847 | 0.21969 | 1.7868
7296 | 11.728 | 8.9311 | 0.2441 | 1.7617
7297 | 11.6776 | 9.7843 | 0.26293 | 1.7471
7298 | 10.664 | 9.9074 | 0.28511 | 1.7749
7299 | 11.3943 | 11.0222 | 0.32014 | 1.7965
7300 | 10.8881 | 11.6313 | 0.33642 | 1.8832
7301 | 10.7303 | 8.3333 | 0.25303 | 1.8182
7302 | 10.6533 | 8.9181 | 0.26822 | 1.7159
7303 | 11.0622 | 9.657 | 0.2834 | 1.8108
7304 | 11.2343 | 9.6661 | 0.29725 | 1.698
7305 | 11.4551 | 9.8451 | 0.30554 | 1.7181
7306 | 11.2711 | 10.3317 | 0.32489 | 1.8637
7307 | 11.4289 | 10.4016 | 0.3216 | 1.924
7308 | 11.3165 | 10.5168 | 0.32869 | 1.6999
7309 | 11.0575 | 10.0667 | 0.30733 | 1.9701
7310 | 11.4733 | 9.3485 | 0.27615 | 1.8157
7311 | 11.3484 | 8.944 | 0.26426 | 1.7579
7312 | 11.3483 | 8.5326 | 0.24739 | 1.7767
7313 | 10.8108 | 8.1632 | 0.24243 | 1.7474
7314 | 11.4617 | 8.144 | 0.23312 | 1.8099
7315 | 11.328 | 7.7734 | 0.2209 | 1.8593
7316 | 11.507 | 8.2041 | 0.22332 | 1.8246
7317 | 11.2997 | 8.6228 | 0.25244 | 1.713
7318 | 10.5482 | 8.7786 | 0.26282 | 1.7255
7319 | 10.3867 | 9.1479 | 0.27271 | 1.7267
7320 | 11.2669 | 9.4149 | 0.28468 | 1.8239
7321 | 11.2818 | 9.6715 | 0.29601 | 1.7331
7322 | 11.6002 | 9.6714 | 0.30493 | 1.8322
7323 | 11.2566 | 10.1654 | 0.31435 | 1.8834
7324 | 11.2852 | 10.3487 | 0.32215 | 1.7128
7325 | 11.5785 | 10.3137 | 0.32324 | 1.8099
7326 | 11.3515 | 10.3982 | 0.31314 | 1.9501
7327 | 11.3909 | 10.2775 | 0.32665 | 1.8789
7328 | 11.4217 | 10.6203 | 0.32051 | 1.752
7329 | 10.9554 | 10.9388 | 0.32034 | 1.7566
7330 | 11.084 | 10.6236 | 0.32731 | 1.6917
7331 | 10.4374 | 10.4337 | 0.33106 | 1.8101
7332 | 10.9727 | 10.2528 | 0.3091 | 1.6964
7333 | 10.9333 | 9.1186 | 0.27023 | 1.8402
7334 | 10.6702 | 8.5328 | 0.2549 | 1.8055
7335 | 11.4954 | 8.7547 | 0.25474 | 1.9437
7336 | 11.1134 | 8.5441 | 0.24989 | 1.8189
7337 | 11.3002 | 8.6347 | 0.25353 | 1.8604
7338 | 11.1406 | 7.4734 | 0.21288 | 1.7857
7339 | 11.2636 | 6.6929 | 0.19128 | 1.6649
7340 | 11.1916 | 7.0138 | 0.17533 | 1.8318
7341 | 10.8841 | 7.5305 | 0.21123 | 1.8511
7342 | 11.2314 | 7.7655 | 0.22033 | 1.7732
7343 | 11.6398 | 8.0879 | 0.22972 | 1.839
7344 | 11.3777 | 8.3011 | 0.24201 | 1.8344
7345 | 12.0276 | 8.6213 | 0.2569 | 1.8078
7346 | 11.0721 | 9.0453 | 0.26884 | 1.7519
7347 | 11.147 | 9.0895 | 0.2733 | 1.6722
7348 | 10.879 | 9.4309 | 0.28829 | 1.8578
7349 | 11.702 | 15.1923 | 0.47877 | 1.7626
7350 | 11.3617 | 16.255 | 0.51666 | 1.8432
7351 | 11.9093 | 17.3235 | 0.5563 | 1.8199
7352 | 12.2245 | 17.58 | 0.57216 | 1.8889
7353 | 12.9563 | 17.8456 | 0.59766 | 1.82
7354 | 14.9154 | 18.4835 | 0.60497 | 1.878
7355 | 15.637 | 18.8985 | 0.63008 | 1.8992
7356 | 16.3253 | 17.9444 | 0.59495 | 1.8224
7357 | 15.5722 | 14.7368 | 0.45693 | 1.9533
7358 | 14.9857 | 11.9602 | 0.3587 | 1.7392
7359 | 13.6164 | 9.7924 | 0.26158 | 1.757
7360 | 12.0232 | 7.6803 | 0.18513 | 1.7898
7361 | 12.0159 | 6.6122 | 0.13797 | 1.7711
7362 | 11.142 | 6.0124 | 0.12054 | 1.826
7363 | 11.3598 | 6.3476 | 0.14875 | 1.6959
7364 | 11.339 | 7.5908 | 0.18789 | 1.7225
7365 | 11.2816 | 10.2042 | 0.27941 | 1.8975
7366 | 11.2935 | 10.6961 | 0.30226 | 1.6878
7367 | 11.6591 | 11.4335 | 0.33068 | 1.695
7368 | 10.8682 | 12.0723 | 0.34329 | 1.7771
7369 | 11.269 | 12.6128 | 0.36426 | 1.8437
7370 | 11.4115 | 13.0647 | 0.39857 | 1.8858
7371 | 11.0191 | 13.629 | 0.41279 | 1.5989
7372 | 11.0569 | 14.1825 | 0.44626 | 1.7182
7373 | 11.2084 | 14.3924 | 0.43656 | 1.7109
7374 | 11.5689 | 13.9779 | 0.43377 | 1.7096
7375 | 11.4896 | 13.8529 | 0.43578 | 1.9289
7376 | 12.5587 | 14.0979 | 0.43689 | 1.7314
7377 | 13.4451 | 14.1432 | 0.44345 | 1.8384
7378 | 14.4455 | 13.7904 | 0.44349 | 2.012
7379 | 15.8015 | 14.2074 | 0.43873 | 1.7687
7380 | 16.253 | 13.6933 | 0.42951 | 1.8133
7381 | 15.5909 | 13.1985 | 0.40417 | 1.7559
7382 | 14.6962 | 12.2901 | 0.37585 | 1.7792
7383 | 13.5374 | 12.1105 | 0.35197 | 1.626
7384 | 12.3341 | 11.4112 | 0.33137 | 1.7794
7385 | 11.8347 | 11.4422 | 0.33198 | 1.8625
7386 | 11.385 | 11.4151 | 0.31999 | 1.6945
7387 | 11.2009 | 11.1891 | 0.3175 | 1.7629
7388 | 11.1735 | 11.3345 | 0.34809 | 1.8823
7389 | 11.2858 | 12.0394 | 0.35845 | 1.7384
7390 | 10.9564 | 12.0465 | 0.35087 | 1.7893
7391 | 11.1424 | 12.8047 | 0.37293 | 1.799
7392 | 11.1989 | 11.7935 | 0.35168 | 1.7612
7393 | 10.7409 | 11.8151 | 0.36147 | 1.6797
7394 | 11.8833 | 11.596 | 0.33835 | 1.8866
7395 | 10.7317 | 11.6119 | 0.34203 | 1.8255
7396 | 11.594 | 11.6414 | 0.34455 | 1.6094
7397 | 11.4638 | 11.6405 | 0.33542 | 1.7349
7398 | 11.9553 | 11.3654 | 0.33994 | 1.8657
7399 | 11.9441 | 11.4455 | 0.33582 | 1.8047
7400 | 12.2474 | 11.4547 | 0.33618 | 1.873
7401 | 13.7082 | 11.4037 | 0.32647 | 1.7874
7402 | 15.1683 | 11.4695 | 0.32585 | 1.7549
7403 | 15.6423 | 11.466 | 0.32051 | 1.7027
7404 | 15.9238 | 11.3071 | 0.3178 | 1.7355
7405 | 15.0906 | 10.3299 | 0.30131 | 1.7305
7406 | 15.0503 | 9.5676 | 0.27572 | 1.8103
7407 | 13.4238 | 8.7478 | 0.24756 | 1.7811
7408 | 12.3556 | 8.5519 | 0.2354 | 1.9077
7409 | 11.6553 | 8.525 | 0.21145 | 1.9393
7410 | 11.2421 | 8.1602 | 0.21155 | 1.7409
7411 | 11.9116 | 8.607 | 0.20959 | 1.7488
7412 | 11.6619 | 8.4335 | 0.22134 | 1.8306
7413 | 11.2171 | 9.1632 | 0.24557 | 1.7649
7414 | 10.808 | 9.0412 | 0.24459 | 1.6525
7415 | 11.0871 | 9.3543 | 0.25472 | 1.9661
7416 | 11.5761 | 9.4834 | 0.2598 | 1.9919
7417 | 11.4802 | 9.4457 | 0.27061 | 1.6244
7418 | 11.3236 | 9.8927 | 0.27824 | 1.7844
7419 | 10.7862 | 9.7731 | 0.27205 | 1.6937
7420 | 11.323 | 10.8624 | 0.3029 | 1.8133
7421 | 11.8392 | 10.8423 | 0.30745 | 1.7123
7422 | 11.753 | 10.5702 | 0.29457 | 1.7879
7423 | 11.6944 | 10.7435 | 0.30684 | 1.8373
7424 | 12.8341 | 10.9655 | 0.31109 | 1.8258
7425 | 13.0946 | 11.0343 | 0.32322 | 1.8442
7426 | 14.7942 | 11.0682 | 0.3181 | 1.7047
7427 | 15.7792 | 10.9491 | 0.32251 | 1.7468
7428 | 16.0113 | 10.9112 | 0.30471 | 1.8106
7429 | 15.4457 | 9.8619 | 0.27292 | 1.6705
7430 | 14.8006 | 8.6725 | 0.24333 | 1.6883
7431 | 13.9996 | 8.5625 | 0.212 | 1.9216
7432 | 12.302 | 7.6197 | 0.19456 | 1.7467
7433 | 11.5842 | 7.5975 | 0.18161 | 1.9662
7434 | 11.6376 | 7.3334 | 0.17271 | 1.7992
7435 | 11.1819 | 7.1715 | 0.16847 | 1.9012
7436 | 11.3086 | 7.7094 | 0.19055 | 1.8809
7437 | 10.8536 | 8.2512 | 0.20607 | 1.7711
7438 | 10.5997 | 8.7363 | 0.22059 | 1.8093
7439 | 11.2021 | 9.1317 | 0.24484 | 1.7773
7440 | 11.5585 | 9.6262 | 0.26174 | 1.722
7441 | 11.4218 | 9.922 | 0.27909 | 1.7914
7442 | 11.2251 | 10.5225 | 0.29821 | 1.9482
7443 | 11.475 | 11.0439 | 0.30654 | 1.7652
7444 | 11.2796 | 11.4795 | 0.32861 | 1.7021
7445 | 11.3287 | 11.9129 | 0.33924 | 1.6788
7446 | 11.7497 | 12.3015 | 0.37148 | 1.9015
7447 | 11.6692 | 12.7889 | 0.38913 | 1.8386
7448 | 12.4571 | 13.1174 | 0.40123 | 1.828
7449 | 13.9248 | 13.4794 | 0.41648 | 1.9558
7450 | 14.7036 | 13.5456 | 0.41671 | 1.8977
7451 | 15.6956 | 13.771 | 0.4341 | 1.7392
7452 | 15.637 | 13.804 | 0.40578 | 1.7191
7453 | 15.6441 | 11.2056 | 0.32719 | 1.9278
7454 | 15.4175 | 7.2709 | 0.17394 | 1.7588
7455 | 13.6826 | 4.4166 | 0.11708 | 1.9775
7456 | 12.5247 | 4.8895 | 0.12363 | 1.8522
7457 | 11.7023 | 4.4643 | 0.11577 | 1.762
7458 | 11.7912 | 5.2628 | 0.11864 | 1.8526
7459 | 11.0904 | 4.6354 | 0.12598 | 1.8394
7460 | 11.3227 | 5.6399 | 0.12893 | 1.8388
7461 | 11.8581 | 7.343 | 0.16578 | 1.8015
7462 | 11.5746 | 7.4495 | 0.18686 | 1.6183
7463 | 11.1352 | 7.9899 | 0.19263 | 1.9122
7464 | 11.4584 | 8.2847 | 0.21442 | 1.8386
7465 | 11.6785 | 8.8192 | 0.21962 | 1.6917
7466 | 10.7737 | 9.4629 | 0.24704 | 1.8132
7467 | 11.0283 | 9.6621 | 0.2662 | 1.7429
7468 | 11.6752 | 9.7971 | 0.27492 | 1.7705
7469 | 11.5479 | 7.3231 | 0.20182 | 1.8236
7470 | 11.3111 | 7.4807 | 0.20543 | 1.8905
7471 | 11.2117 | 7.7713 | 0.20582 | 1.7955
7472 | 11.018 | 7.7177 | 0.21195 | 1.8865
7473 | 11.1598 | 7.7589 | 0.21153 | 1.7978
7474 | 11.2951 | 7.6524 | 0.21656 | 1.9681
7475 | 11.0771 | 7.7959 | 0.21585 | 1.7182
7476 | 10.5123 | 7.6696 | 0.20381 | 1.9146
7477 | 10.7187 | 6.1737 | 0.16501 | 1.8202
7478 | 10.7591 | 5.1888 | 0.1127 | 1.9664
7479 | 11.4211 | 4.6194 | 0.13012 | 1.7488
7480 | 10.9988 | 4.6664 | 0.12889 | 1.6809
7481 | 11.32 | 4.57 | 0.12567 | 1.7505
7482 | 11.1018 | 4.6166 | 0.12061 | 1.8928
7483 | 11.0186 | 4.6012 | 0.12163 | 1.7602
7484 | 11.2568 | 4.6 | 0.11962 | 1.8432
7485 | 11.3534 | 4.845 | 0.1222 | 1.6409
7486 | 10.7353 | 4.8289 | 0.12634 | 1.74
7487 | 11.6188 | 4.831 | 0.12416 | 1.6716
7488 | 11.3152 | 4.4815 | 0.12144 | 1.7939
7489 | 10.7225 | 4.5463 | 0.11994 | 1.7449
7490 | 10.8215 | 5.1082 | 0.11995 | 1.8916
7491 | 11.6377 | 5.2597 | 0.1231 | 1.8725
7492 | 11.0063 | 5.3281 | 0.13065 | 1.5713
7493 | 10.8529 | 5.8832 | 0.1349 | 1.6329
7494 | 11.4027 | 6.0912 | 0.14688 | 1.7086
7495 | 11.4109 | 6.4605 | 0.16971 | 1.6933
7496 | 11.4781 | 6.5156 | 0.17727 | 1.7245
7497 | 11.3741 | 6.5357 | 0.17894 | 1.8632
7498 | 10.422 | 6.6725 | 0.17902 | 1.9047
7499 | 11.1194 | 6.9518 | 0.17978 | 1.8001
7500 | 11.5632 | 6.4713 | 0.17603 | 1.7701
7501 | 11.1625 | 5.9836 | 0.14924 | 1.9081
7502 | 11.0324 | 5.4663 | 0.12662 | 1.76
7503 | 11.4785 | 5.3165 | 0.12428 | 1.9868
7504 | 10.9534 | 4.513 | 0.118 | 1.9482
7505 | 11.152 | 4.8375 | 0.12004 | 1.7402
7506 | 11.5078 | 4.8376 | 0.12862 | 1.7639
7507 | 11.3792 | 4.8936 | 0.12615 | 1.7983
7508 | 11.3755 | 4.5392 | 0.12096 | 1.6885
7509 | 11.1138 | 4.6369 | 0.12185 | 1.7924
7510 | 10.9176 | 4.1803 | 0.12375 | 1.8485
7511 | 11.2285 | 4.3594 | 0.11885 | 1.7814
7512 | 10.9919 | 4.4318 | 0.13115 | 1.7999
7513 | 11.295 | 4.7867 | 0.12025 | 1.7919
7514 | 11.6301 | 4.7261 | 0.12172 | 1.5591
7515 | 10.9058 | 5.3744 | 0.12898 | 1.7397
7516 | 11.3561 | 5.2863 | 0.13446 | 1.6842
7517 | 10.8981 | 6.4614 | 0.1382 | 1.8643
7518 | 11.1184 | 6.7768 | 0.15044 | 1.8826
7519 | 11.6025 | 7.0669 | 0.16408 | 1.7137
7520 | 12.2433 | 7.3075 | 0.17557 | 1.798
7521 | 13.5453 | 7.6624 | 0.1677 | 1.7621
7522 | 15.357 | 7.7738 | 0.18617 | 1.8135
7523 | 15.7832 | 7.6007 | 0.18215 | 2.0962
7524 | 15.6812 | 7.1337 | 0.14915 | 2.0869
7525 | 15.4178 | 4.5446 | 0.1405 | 1.9864
7526 | 15.2021 | 4.4998 | 0.12031 | 2.0681
7527 | 13.9358 | 4.3117 | 0.12629 | 1.7494
7528 | 13.5263 | 4.2864 | 0.12691 | 1.9026
7529 | 12.0265 | 4.3335 | 0.12165 | 1.754
7530 | 11.5218 | 4.4931 | 0.12181 | 1.6943
7531 | 11.7711 | 4.4732 | 0.12088 | 1.8072
7532 | 11.1052 | 4.5101 | 0.1218 | 1.873
7533 | 10.9706 | 4.6469 | 0.12744 | 1.8273
7534 | 10.6468 | 4.7001 | 0.12152 | 1.8333
7535 | 11.0261 | 4.5595 | 0.12817 | 1.7179
7536 | 10.8199 | 4.7909 | 0.11394 | 1.7927
7537 | 11.3143 | 4.4108 | 0.11639 | 1.8799
7538 | 10.98 | 4.479 | 0.12641 | 1.7186
7539 | 10.6058 | 4.6558 | 0.11908 | 1.5962
7540 | 10.8677 | 4.6402 | 0.12642 | 1.8479
7541 | 11.6413 | 4.6561 | 0.13342 | 1.7993
7542 | 11.8772 | 4.8248 | 0.12639 | 1.6455
7543 | 11.8491 | 5.2596 | 0.13193 | 1.8238
7544 | 12.0243 | 5.0122 | 0.12333 | 1.7968
7545 | 12.9645 | 5.3388 | 0.13022 | 1.7129
7546 | 15.0505 | 4.8387 | 0.12351 | 1.8157
7547 | 15.9351 | 5.4186 | 0.12327 | 1.8468
7548 | 15.6937 | 5.0036 | 0.12674 | 1.9103
7549 | 15.7678 | 4.6618 | 0.13756 | 1.937
7550 | 14.2866 | 4.7108 | 0.12338 | 1.9743
7551 | 13.5891 | 4.6429 | 0.12736 | 2.0412
7552 | 12.454 | 4.617 | 0.12114 | 1.9693
7553 | 11.8642 | 4.7128 | 0.11402 | 2.0582
7554 | 10.8819 | 4.3853 | 0.11866 | 1.9289
7555 | 11.1057 | 4.6547 | 0.12865 | 1.7884
7556 | 11.1765 | 4.6737 | 0.11993 | 1.8626
7557 | 11.0262 | 4.4335 | 0.13055 | 1.8793
7558 | 11.1575 | 4.5132 | 0.12023 | 1.6259
7559 | 10.9765 | 4.4859 | 0.12294 | 1.7257
7560 | 11.0214 | 4.489 | 0.12943 | 1.6638
7561 | 11.3489 | 4.4565 | 0.11738 | 1.8099
7562 | 10.9989 | 4.6878 | 0.12616 | 1.8472
7563 | 11.5823 | 4.4862 | 0.1217 | 1.8693
7564 | 11.3986 | 5.0789 | 0.12256 | 1.7744
7565 | 11.6486 | 5.7568 | 0.12711 | 1.811
7566 | 11.5988 | 6.2195 | 0.13387 | 1.7648
7567 | 12.0275 | 6.7252 | 0.14207 | 1.7518
7568 | 12.6265 | 7.1185 | 0.1625 | 1.773
7569 | 13.9033 | 7.2388 | 0.17021 | 1.9186
7570 | 14.4481 | 7.9218 | 0.18424 | 1.6876
7571 | 15.7248 | 7.71 | 0.20183 | 1.7998
7572 | 16.5727 | 7.7814 | 0.19861 | 1.8732
7573 | 15.8038 | 7.7348 | 0.18906 | 1.814
7574 | 14.9721 | 7.5414 | 0.16685 | 1.8384
7575 | 12.7339 | 7.1137 | 0.16388 | 1.8449
7576 | 12.2598 | 7.0184 | 0.16771 | 1.8229
7577 | 11.9317 | 6.8943 | 0.15953 | 1.8082
7578 | 11.3171 | 5.8834 | 0.1243 | 1.7835
7579 | 11.1068 | 5.0218 | 0.12183 | 1.7749
7580 | 10.9269 | 4.7853 | 0.12712 | 1.7731
7581 | 11.1744 | 5.1299 | 0.11983 | 1.8505
7582 | 11.1586 | 5.8014 | 0.12569 | 1.5939
7583 | 11.1264 | 6.3449 | 0.13142 | 1.6791
7584 | 11.3279 | 6.6045 | 0.15561 | 1.6896
7585 | 11.3694 | 7.0281 | 0.16498 | 1.7395
7586 | 11.1544 | 7.7613 | 0.19149 | 1.8135
7587 | 10.5631 | 8.0996 | 0.19353 | 1.9024
7588 | 11.4166 | 8.5319 | 0.2057 | 1.8172
7589 | 11.2607 | 8.577 | 0.24334 | 1.724
7590 | 11.4081 | 9.0471 | 0.24623 | 1.7618
7591 | 11.7927 | 9.402 | 0.26309 | 1.8929
7592 | 11.9173 | 10.1283 | 0.2796 | 1.7945
7593 | 13.8306 | 9.9907 | 0.27684 | 1.7199
7594 | 14.6383 | 9.7755 | 0.27703 | 1.7352
7595 | 15.3637 | 10.2655 | 0.29254 | 1.7333
7596 | 16.4134 | 9.8805 | 0.26055 | 1.9003
7597 | 15.7766 | 8.486 | 0.21732 | 1.8769
7598 | 14.5081 | 7.0473 | 0.17255 | 1.8205
7599 | 13.5454 | 5.3468 | 0.12733 | 1.7957
7600 | 13.138 | 4.6216 | 0.1339 | 1.8213
7601 | 11.7985 | 4.3825 | 0.12526 | 1.8984
7602 | 12.0324 | 4.635 | 0.12057 | 1.8555
7603 | 11.4472 | 4.4281 | 0.12608 | 1.7236
7604 | 11.2541 | 4.6938 | 0.12888 | 1.6803
7605 | 11.3803 | 5.2684 | 0.12358 | 1.569
7606 | 10.6354 | 5.6107 | 0.12357 | 1.7431
7607 | 10.9647 | 6.1646 | 0.13069 | 1.8327
7608 | 11.2523 | 6.2898 | 0.13703 | 1.8678
7609 | 11.3237 | 6.9525 | 0.16149 | 1.9832
7610 | 10.9708 | 7.2686 | 0.17487 | 1.6928
7611 | 11.3668 | 7.9069 | 0.21062 | 1.6809
7612 | 11.4216 | 8.672 | 0.20698 | 1.6654
7613 | 10.9245 | 8.7223 | 0.22684 | 1.7784
7614 | 11.1481 | 9.2847 | 0.24659 | 1.8225
7615 | 11.4591 | 9.5325 | 0.26612 | 1.8454
7616 | 12.5256 | 9.8338 | 0.26545 | 1.7779
7617 | 12.9154 | 9.8633 | 0.28366 | 1.6647
7618 | 14.9831 | 10.1944 | 0.28198 | 1.7523
7619 | 15.2553 | 10.4979 | 0.28145 | 1.6954
7620 | 16.2211 | 9.9889 | 0.27328 | 1.8898
7621 | 15.7776 | 8.4534 | 0.21378 | 1.6802
7622 | 14.4336 | 6.642 | 0.15086 | 1.5489
7623 | 13.4509 | 5.4601 | 0.12474 | 1.7614
7624 | 12.869 | 4.4756 | 0.1267 | 1.8515
7625 | 12.039 | 4.6542 | 0.1189 | 1.7953
7626 | 11.3563 | 4.493 | 0.12199 | 1.8839
7627 | 11.1532 | 4.5745 | 0.12917 | 1.7893
7628 | 11.0253 | 4.6544 | 0.11525 | 1.6037
7629 | 11.5905 | 5.431 | 0.12316 | 1.7628
7630 | 11.606 | 6.1203 | 0.1245 | 1.9606
7631 | 11.0286 | 6.9134 | 0.14984 | 1.8971
7632 | 11.686 | 7.7558 | 0.18085 | 1.6185
7633 | 11.6471 | 8.3182 | 0.21286 | 1.6503
7634 | 10.9828 | 9.318 | 0.24505 | 1.8284
7635 | 10.7385 | 9.9174 | 0.27036 | 1.7999
7636 | 11.2857 | 10.7832 | 0.30419 | 1.8685
7637 | 10.7967 | 7.8908 | 0.22224 | 1.83
7638 | 11.2177 | 8.7739 | 0.26133 | 1.9142
7639 | 11.0808 | 9.12 | 0.28098 | 2.0184
7640 | 10.8919 | 9.8195 | 0.29099 | 1.835
7641 | 11.2719 | 9.8948 | 0.31019 | 1.7435
7642 | 11.051 | 10.1852 | 0.3085 | 1.7397
7643 | 11.6126 | 10.0097 | 0.32199 | 1.7148
7644 | 11.5073 | 9.8633 | 0.30602 | 1.8816
7645 | 11.4207 | 9.0487 | 0.25481 | 1.7165
7646 | 10.9736 | 7.5307 | 0.21765 | 1.8104
7647 | 11.1995 | 6.7733 | 0.17133 | 1.8221
7648 | 11.7547 | 5.7414 | 0.1437 | 1.7168
7649 | 11.3436 | 5.0991 | 0.11877 | 1.6973
7650 | 10.86 | 5.0999 | 0.11959 | 1.7775
7651 | 10.86 | 4.8622 | 0.12391 | 1.8587
7652 | 10.8544 | 5.5413 | 0.13886 | 1.7222
7653 | 10.4823 | 6.4271 | 0.16195 | 1.6639
7654 | 11.3078 | 6.9036 | 0.18712 | 1.6686
7655 | 11.2409 | 7.3485 | 0.19379 | 1.7664
7656 | 10.7377 | 7.5429 | 0.21301 | 1.7413
7657 | 11.0902 | 7.9211 | 0.22154 | 1.7356
7658 | 11.3325 | 8.3729 | 0.22678 | 2.0735
7659 | 10.4684 | 8.7736 | 0.2472 | 1.7634
7660 | 11.0616 | 8.6998 | 0.26428 | 1.8341
7661 | 11.2833 | 8.9516 | 0.2614 | 1.7514
7662 | 11.5128 | 9.263 | 0.27509 | 1.7331
7663 | 11.8925 | 9.4794 | 0.28213 | 1.8279
7664 | 11.3346 | 9.6318 | 0.28736 | 1.7207
7665 | 11.3405 | 9.4585 | 0.29095 | 1.9376
7666 | 11.3865 | 9.3808 | 0.28894 | 1.8401
7667 | 11.1407 | 9.5122 | 0.29674 | 1.8882
7668 | 11.4043 | 9.409 | 0.27993 | 1.8896
7669 | 10.7158 | 8.1438 | 0.23695 | 1.6492
7670 | 10.9604 | 6.8839 | 0.18148 | 1.6126
7671 | 11.1261 | 5.7314 | 0.13794 | 1.9106
7672 | 11.0934 | 4.5995 | 0.1248 | 1.9336
7673 | 11.3378 | 4.5091 | 0.11661 | 1.8129
7674 | 11.0392 | 4.7471 | 0.12164 | 1.8225
7675 | 11.2235 | 4.6878 | 0.11552 | 1.6587
7676 | 11.7676 | 4.6027 | 0.12255 | 1.9585
7677 | 11.1562 | 5.4601 | 0.13933 | 1.867
7678 | 11.196 | 5.5185 | 0.138 | 1.8084
7679 | 11.0423 | 5.9299 | 0.14246 | 1.8181
7680 | 11.2871 | 5.9802 | 0.15311 | 1.8052
7681 | 11.2526 | 6.3039 | 0.15178 | 1.7084
7682 | 10.7141 | 6.2726 | 0.1619 | 1.7725
7683 | 11.0073 | 6.6632 | 0.17066 | 1.6789
7684 | 11.2348 | 6.8092 | 0.18028 | 1.8169
7685 | 11.7017 | 8.9237 | 0.23573 | 1.6639
7686 | 11.502 | 9.1152 | 0.248 | 1.8225
7687 | 11.4797 | 9.3114 | 0.25735 | 1.8002
7688 | 12.692 | 9.669 | 0.25876 | 1.7075
7689 | 13.542 | 9.8043 | 0.27396 | 1.7978
7690 | 15.1676 | 9.7566 | 0.27413 | 1.8496
7691 | 15.1212 | 9.9011 | 0.27963 | 1.7692
7692 | 16.2979 | 9.5978 | 0.28109 | 1.8398
7693 | 15.9146 | 8.9569 | 0.23976 | 1.8149
7694 | 15.0334 | 8.0596 | 0.19948 | 1.7876
7695 | 13.2279 | 7.1712 | 0.16108 | 1.8219
7696 | 12.7276 | 6.1903 | 0.14106 | 1.6092
7697 | 11.6611 | 5.8346 | 0.12095 | 1.7324
7698 | 11.3509 | 5.737 | 0.12181 | 1.7279
7699 | 11.1978 | 5.8799 | 0.12523 | 1.9477
7700 | 11.4481 | 6.015 | 0.12285 | 1.7019
7701 | 10.6081 | 6.8655 | 0.16153 | 1.7876
7702 | 11.3247 | 7.1729 | 0.18069 | 1.7659
7703 | 11.1805 | 8.0724 | 0.18405 | 1.6708
7704 | 11.3853 | 8.2412 | 0.20695 | 1.847
7705 | 11.3557 | 8.7829 | 0.22783 | 1.8985
7706 | 11.0042 | 9.0357 | 0.24129 | 1.8701
7707 | 10.4071 | 9.7217 | 0.25967 | 1.8196
7708 | 10.933 | 10.2683 | 0.29197 | 1.7001
7709 | 10.7516 | 10.5749 | 0.30187 | 1.8288
7710 | 11.5729 | 11.3176 | 0.31087 | 1.8113
7711 | 11.6686 | 11.6623 | 0.34939 | 1.7393
7712 | 12.3518 | 12.2326 | 0.35812 | 1.7629
7713 | 13.9546 | 12.5064 | 0.37361 | 1.7343
7714 | 14.8113 | 12.6076 | 0.37876 | 1.7447
7715 | 15.686 | 12.7755 | 0.38813 | 1.7713
7716 | 16.2792 | 12.6483 | 0.38693 | 1.7785
7717 | 15.8328 | 11.8173 | 0.35753 | 1.7588
7718 | 15.065 | 10.7453 | 0.3028 | 1.952
7719 | 13.4169 | 9.8181 | 0.27436 | 1.8976
7720 | 12.3642 | 8.7306 | 0.23414 | 1.7474
7721 | 11.6355 | 8.3268 | 0.21653 | 1.823
7722 | 11.699 | 8.1677 | 0.20985 | 1.6629
7723 | 11.7245 | 9.2229 | 0.24292 | 1.6735
7724 | 11.0046 | 9.8359 | 0.28292 | 1.8403
7725 | 11.4937 | 10.7558 | 0.30052 | 1.8495
7726 | 11.0017 | 10.5379 | 0.29524 | 1.7497
7727 | 11.561 | 10.2432 | 0.30475 | 1.7877
7728 | 11.1208 | 10.5378 | 0.30223 | 1.712
7729 | 11.6443 | 10.437 | 0.28631 | 1.8886
7730 | 10.7821 | 10.0772 | 0.28117 | 1.6255
7731 | 11.1328 | 9.9273 | 0.27336 | 1.7282
7732 | 10.8203 | 9.8544 | 0.27582 | 1.8075
7733 | 11.3284 | 9.6764 | 0.2755 | 1.834
7734 | 11.5201 | 9.4789 | 0.25296 | 1.7811
7735 | 12.0692 | 9.1348 | 0.24088 | 1.6185
7736 | 12.4204 | 9.0561 | 0.23142 | 1.9057
7737 | 13.9348 | 8.614 | 0.2291 | 1.8648
7738 | 14.8675 | 8.6571 | 0.22274 | 1.9042
7739 | 15.427 | 8.2808 | 0.22822 | 1.8558
7740 | 16.5776 | 8.4228 | 0.20605 | 1.9842
7741 | 15.6204 | 6.6165 | 0.15765 | 1.9649
7742 | 14.3562 | 4.6833 | 0.11672 | 1.9291
7743 | 13.2097 | 4.6529 | 0.12471 | 1.8878
7744 | 12.3794 | 4.7375 | 0.12088 | 2.0516
7745 | 12.1119 | 4.5889 | 0.12399 | 1.7377
7746 | 11.5335 | 4.6344 | 0.12165 | 1.9936
7747 | 11.369 | 4.6772 | 0.12554 | 1.8275
7748 | 11.3441 | 4.6908 | 0.1185 | 1.7584
7749 | 11.5684 | 4.6718 | 0.12448 | 1.8165
7750 | 10.9782 | 4.4627 | 0.12473 | 1.8102
7751 | 11.4163 | 4.6749 | 0.12854 | 1.7406
7752 | 10.9534 | 4.366 | 0.13017 | 1.7779
7753 | 11.5301 | 4.2939 | 0.1259 | 1.6975
7754 | 11.6576 | 5.2198 | 0.13001 | 1.7632
7755 | 11.2549 | 5.5058 | 0.12466 | 1.6019
7756 | 11.3171 | 6.0136 | 0.12478 | 1.7685
7757 | 11.609 | 7.0331 | 0.15241 | 1.8058
7758 | 11.2223 | 7.7535 | 0.18741 | 1.7887
7759 | 11.5139 | 8.8641 | 0.22992 | 1.7794
7760 | 12.5652 | 9.0834 | 0.24105 | 1.756
7761 | 13.9341 | 9.704 | 0.25696 | 1.7719
7762 | 14.9673 | 10.0296 | 0.27316 | 1.8619
7763 | 15.9706 | 10.1179 | 0.28949 | 1.6725
7764 | 15.8861 | 10.0057 | 0.27816 | 1.8717
7765 | 15.4308 | 8.3506 | 0.226 | 2.0278
7766 | 15.0734 | 6.328 | 0.12889 | 1.9175
7767 | 13.6669 | 4.6517 | 0.12842 | 1.901
7768 | 12.5529 | 4.5656 | 0.12095 | 1.7845
7769 | 12.1276 | 4.912 | 0.11322 | 1.6708
7770 | 11.5188 | 4.6248 | 0.11881 | 1.7981
7771 | 11.6514 | 4.6141 | 0.11745 | 1.9613
7772 | 10.9998 | 4.4228 | 0.12812 | 1.6799
7773 | 11.3343 | 4.5127 | 0.12481 | 1.868
7774 | 11.4436 | 5.12 | 0.12166 | 1.9345
7775 | 10.5509 | 5.7078 | 0.12538 | 1.7172
7776 | 11.2173 | 6.1646 | 0.13469 | 1.7849
7777 | 11.5564 | 6.7646 | 0.16421 | 1.7094
7778 | 11.4681 | 7.644 | 0.17951 | 1.7389
7779 | 10.9485 | 8.1587 | 0.20288 | 1.8678
7780 | 11.2313 | 8.724 | 0.22841 | 1.5872
7781 | 11.0198 | 9.4499 | 0.24675 | 1.773
7782 | 10.9945 | 9.5118 | 0.26132 | 1.7925
7783 | 11.9879 | 9.9964 | 0.2803 | 1.8031
7784 | 11.8941 | 10.0579 | 0.28666 | 1.7514
7785 | 13.7875 | 10.4005 | 0.29445 | 1.7979
7786 | 15.1155 | 10.6536 | 0.30534 | 1.6758
7787 | 15.4186 | 10.9064 | 0.30569 | 1.9022
7788 | 15.9623 | 10.7962 | 0.30439 | 1.4856
7789 | 15.1506 | 10.1149 | 0.27948 | 1.7028
7790 | 14.8568 | 8.8695 | 0.22646 | 1.762
7791 | 13.9836 | 7.8139 | 0.20755 | 1.704
7792 | 12.2062 | 7.4277 | 0.17776 | 1.836
7793 | 11.6729 | 6.2997 | 0.14671 | 1.7644
7794 | 11.6003 | 6.5952 | 0.15138 | 1.8085
7795 | 11.7296 | 6.6064 | 0.14535 | 1.7549
7796 | 11.5688 | 6.7004 | 0.15859 | 1.7953
7797 | 11.3222 | 7.8803 | 0.18923 | 1.8397
7798 | 11.6234 | 7.9092 | 0.21039 | 1.9336
7799 | 11.3335 | 8.3541 | 0.2166 | 1.7522
7800 | 11.2868 | 8.8272 | 0.22437 | 1.781
7801 | 11.72 | 9.1411 | 0.24768 | 1.8153
7802 | 11.1905 | 9.4203 | 0.26196 | 1.778
7803 | 10.8342 | 10.2209 | 0.28059 | 1.8457
7804 | 10.9073 | 10.3475 | 0.28255 | 1.8684
7805 | 10.9333 | 7.7211 | 0.20467 | 1.8596
7806 | 11.31 | 7.6881 | 0.20557 | 1.8197
7807 | 11.4248 | 7.4872 | 0.21937 | 1.8975
7808 | 11.6015 | 7.7707 | 0.22045 | 1.6875
7809 | 11.7799 | 7.7388 | 0.21878 | 1.7836
7810 | 11.221 | 8.0161 | 0.21349 | 1.7981
7811 | 11.1588 | 7.8395 | 0.21175 | 1.8366
7812 | 11.1609 | 7.6025 | 0.22771 | 2.011
7813 | 11.3574 | 7.1651 | 0.20216 | 1.8416
7814 | 10.7766 | 6.4514 | 0.17788 | 1.8348
7815 | 11.6682 | 5.9457 | 0.14532 | 1.8001
7816 | 11.2847 | 5.5044 | 0.12007 | 1.8707
7817 | 11.3112 | 4.9238 | 0.12097 | 1.8656
7818 | 11.723 | 4.9514 | 0.12929 | 1.5404
7819 | 11.6983 | 4.9498 | 0.12387 | 1.6613
7820 | 10.7953 | 5.4223 | 0.12627 | 1.7533
7821 | 10.9673 | 5.731 | 0.14054 | 1.9429
7822 | 11.2424 | 5.8598 | 0.14169 | 1.8181
7823 | 11.3004 | 6.2042 | 0.15362 | 1.664
7824 | 11.3803 | 6.2815 | 0.16314 | 1.7785
7825 | 11.4332 | 6.4285 | 0.16278 | 1.8148
7826 | 10.5449 | 6.4771 | 0.17194 | 1.7517
7827 | 11.1813 | 6.4952 | 0.1812 | 1.6861
7828 | 12.34 | 6.7 | 0.18456 | 1.615
7829 | 11.5221 | 7.2683 | 0.1922 | 1.6517
7830 | 10.9802 | 7.071 | 0.19619 | 1.6808
7831 | 11.0528 | 7.2241 | 0.1981 | 1.6668
7832 | 10.9109 | 7.3147 | 0.20778 | 1.7592
7833 | 11.1881 | 7.4418 | 0.20243 | 1.8519
7834 | 10.972 | 7.2445 | 0.21589 | 1.6201
7835 | 11.05 | 7.5841 | 0.21513 | 1.7902
7836 | 11.0175 | 7.6053 | 0.21198 | 1.6857
7837 | 11.2781 | 6.4733 | 0.188 | 1.8233
7838 | 11.7136 | 6.1269 | 0.15613 | 1.6681
7839 | 11.3717 | 5.2194 | 0.11878 | 1.7263
7840 | 11.6268 | 4.6947 | 0.12116 | 1.962
7841 | 11.7435 | 4.5638 | 0.12359 | 1.6669
7842 | 10.8751 | 4.5549 | 0.12198 | 1.8799
7843 | 10.8183 | 4.2764 | 0.11961 | 1.7424
7844 | 11.3274 | 5.0286 | 0.11489 | 1.7905
7845 | 11.1617 | 5.4148 | 0.12896 | 1.7474
7846 | 11.039 | 5.516 | 0.12876 | 1.8211
7847 | 11.3274 | 5.476 | 0.1529 | 1.5766
7848 | 11.739 | 6.0544 | 0.16329 | 1.8666
7849 | 11.4736 | 6.0908 | 0.16008 | 1.7332
7850 | 11.174 | 6.5273 | 0.16223 | 1.5352
7851 | 11.2393 | 6.8739 | 0.17986 | 1.7494
7852 | 10.6739 | 6.8114 | 0.19929 | 1.7605
7853 | 11.7176 | 10.0057 | 0.27597 | 1.8229
7854 | 11.5111 | 10.6116 | 0.30303 | 1.8972
7855 | 11.6323 | 11.0182 | 0.31923 | 1.726
7856 | 12.599 | 11.1347 | 0.31991 | 1.673
7857 | 13.6665 | 11.5887 | 0.35101 | 1.8017
7858 | 14.9304 | 12.0813 | 0.36237 | 1.6695
7859 | 15.791 | 11.757 | 0.36741 | 1.8202
7860 | 16.6798 | 12.3425 | 0.37244 | 1.8991
7861 | 16.2917 | 11.9478 | 0.36009 | 1.7182
7862 | 14.5375 | 11.9143 | 0.36609 | 1.8155
7863 | 13.5686 | 12.2538 | 0.35977 | 1.7069
7864 | 12.782 | 12.2849 | 0.36444 | 1.8142
7865 | 12.2447 | 12.1026 | 0.36571 | 1.7924
7866 | 11.2658 | 12.2542 | 0.36131 | 1.8518
7867 | 11.6372 | 12.3931 | 0.3759 | 1.8403
7868 | 11.3553 | 12.3622 | 0.38019 | 1.7932
7869 | 11.226 | 12.6684 | 0.3756 | 1.7328
7870 | 11.1571 | 12.635 | 0.38404 | 1.634
7871 | 11.4785 | 12.7619 | 0.39047 | 1.7932
7872 | 10.9811 | 13.4325 | 0.39502 | 1.7321
7873 | 11.0021 | 14.5748 | 0.44106 | 1.7061
7874 | 11.2423 | 13.7973 | 0.42643 | 1.925
7875 | 10.7685 | 13.1182 | 0.40755 | 1.7574
7876 | 11.354 | 13.3885 | 0.41865 | 1.8596
7877 | 11.1297 | 13.4715 | 0.4183 | 1.6113
7878 | 11.1858 | 12.8745 | 0.38434 | 1.7554
7879 | 12.0276 | 12.7103 | 0.36377 | 1.7321
7880 | 12.7157 | 12.2988 | 0.36477 | 1.811
7881 | 13.5007 | 12.2339 | 0.36948 | 1.7664
7882 | 14.6518 | 12.1466 | 0.35495 | 1.838
7883 | 15.4074 | 11.9591 | 0.3493 | 1.96
7884 | 16.4383 | 11.9016 | 0.35974 | 1.6818
7885 | 15.9088 | 11.3566 | 0.31661 | 1.7592
7886 | 14.222 | 10.0983 | 0.28504 | 1.8403
7887 | 13.3672 | 9.071 | 0.23844 | 1.8687
7888 | 12.5416 | 8.9108 | 0.23067 | 1.6941
7889 | 11.8217 | 8.3589 | 0.20211 | 1.7615
7890 | 11.1282 | 8.1742 | 0.21443 | 1.6906
7891 | 11.5563 | 8.2483 | 0.21296 | 1.8242
7892 | 11.0935 | 8.4944 | 0.22934 | 1.752
7893 | 11.1034 | 8.9726 | 0.2509 | 1.7489
7894 | 10.9573 | 9.1323 | 0.25198 | 1.7111
7895 | 11.112 | 9.2257 | 0.26077 | 1.916
7896 | 11.0898 | 9.656 | 0.26136 | 1.7701
7897 | 10.8457 | 9.8661 | 0.27532 | 1.7785
7898 | 11.1133 | 10.1053 | 0.26582 | 1.8793
7899 | 10.989 | 9.9161 | 0.2728 | 1.969
7900 | 11.5493 | 10.0577 | 0.28172 | 1.85
7901 | 11.357 | 10.463 | 0.30474 | 1.8143
7902 | 11.5945 | 10.7368 | 0.30754 | 1.7845
7903 | 11.6286 | 10.8032 | 0.31853 | 1.6699
7904 | 12.1008 | 11.3193 | 0.32779 | 1.8531
7905 | 13.788 | 11.7215 | 0.34539 | 1.791
7906 | 14.9286 | 11.6026 | 0.3311 | 1.8284
7907 | 15.646 | 11.7286 | 0.34953 | 1.7888
7908 | 15.8272 | 11.9085 | 0.34706 | 1.9446
7909 | 16.7093 | 11.8965 | 0.34188 | 1.9505
7910 | 15.0323 | 11.6451 | 0.33131 | 1.6928
7911 | 13.5277 | 11.6938 | 0.34337 | 1.8181
7912 | 12.6496 | 10.8026 | 0.32295 | 1.7787
7913 | 11.8864 | 10.9941 | 0.3027 | 1.8355
7914 | 11.5207 | 10.6382 | 0.31299 | 1.735
7915 | 11.0839 | 10.7327 | 0.30808 | 1.8096
7916 | 11.1137 | 11.0843 | 0.30765 | 1.8391
7917 | 11.209 | 11.1138 | 0.32047 | 1.7769
7918 | 10.6326 | 11.3344 | 0.33157 | 1.7587
7919 | 11.2905 | 11.9857 | 0.34792 | 1.7005
7920 | 11.6455 | 11.7562 | 0.34956 | 1.7902
7921 | 10.8438 | 12.3515 | 0.36143 | 1.7754
7922 | 11.2348 | 12.3755 | 0.3634 | 1.777
7923 | 10.9536 | 12.7412 | 0.37668 | 1.7984
7924 | 11.1681 | 12.927 | 0.38887 | 1.7955
7925 | 11.3858 | 13.2843 | 0.40165 | 1.6965
7926 | 11.3619 | 13.2154 | 0.40065 | 1.7188
7927 | 11.6892 | 13.4813 | 0.41035 | 1.8294
7928 | 12.372 | 13.4965 | 0.41545 | 1.9517
7929 | 13.8364 | 13.8007 | 0.42482 | 1.7418
7930 | 14.7796 | 13.8255 | 0.42404 | 1.7496
7931 | 15.3381 | 13.4059 | 0.43159 | 2.0072
7932 | 16.3261 | 13.7014 | 0.41791 | 1.8295
7933 | 15.6016 | 12.7436 | 0.38179 | 1.9967
7934 | 14.5331 | 11.7407 | 0.32608 | 1.8241
7935 | 13.0946 | 10.1036 | 0.29932 | 1.9358
7936 | 12.189 | 9.6049 | 0.2576 | 1.701
7937 | 11.6907 | 9.1828 | 0.25542 | 1.7611
7938 | 11.2915 | 9.1122 | 0.24098 | 1.8743
7939 | 11.7462 | 8.6898 | 0.23558 | 1.8435
7940 | 10.8596 | 9.2882 | 0.25075 | 1.6911
7941 | 11.2707 | 10.5575 | 0.28659 | 1.8968
7942 | 10.9339 | 10.7227 | 0.30399 | 1.7033
7943 | 11.436 | 11.0491 | 0.31153 | 1.8505
7944 | 11.9183 | 11.6676 | 0.33289 | 1.8615
7945 | 11.1534 | 12.2529 | 0.35073 | 1.7716
7946 | 11.1083 | 12.3947 | 0.37866 | 1.7631
7947 | 11.0537 | 13.1538 | 0.38662 | 1.9144
7948 | 11.4128 | 13.6154 | 0.41523 | 1.8094
7949 | 10.9301 | 13.7814 | 0.44097 | 1.6682
7950 | 11.3787 | 14.9607 | 0.46352 | 1.7329
7951 | 12.0443 | 15.5061 | 0.48992 | 1.6632
7952 | 12.9305 | 15.5205 | 0.50205 | 1.7046
7953 | 14.0029 | 15.9632 | 0.51726 | 1.928
7954 | 14.6078 | 16.2467 | 0.52555 | 1.823
7955 | 15.9951 | 16.6202 | 0.53757 | 1.8104
7956 | 15.7629 | 16.5811 | 0.53435 | 1.7712
7957 | 15.9154 | 15.2366 | 0.47216 | 1.911
7958 | 14.4787 | 13.2443 | 0.40307 | 1.6425
7959 | 13.8541 | 11.9589 | 0.34368 | 1.7399
7960 | 12.5025 | 11.9998 | 0.35324 | 1.7249
7961 | 12.0517 | 12.3636 | 0.35916 | 1.8123
7962 | 11.6616 | 11.7602 | 0.35582 | 1.8476
7963 | 10.978 | 12.5967 | 0.37212 | 1.7282
7964 | 11.7153 | 13.1089 | 0.39601 | 1.7622
7965 | 11.094 | 13.8233 | 0.42731 | 1.68
7966 | 10.9272 | 14.2192 | 0.43484 | 1.9114
7967 | 11.3754 | 14.7116 | 0.46056 | 1.4921
7968 | 11.1298 | 14.9501 | 0.47127 | 1.7659
7969 | 11.5073 | 15.4906 | 0.4744 | 1.6986
7970 | 11.22 | 15.5488 | 0.50138 | 1.6765
7971 | 10.7096 | 16.3933 | 0.51477 | 1.6583
7972 | 11.294 | 16.5679 | 0.53837 | 1.7773
7973 | 11.4753 | 10.6703 | 0.33017 | 1.7608
7974 | 11.5865 | 10.5017 | 0.33897 | 1.6887
7975 | 11.1344 | 10.5226 | 0.32799 | 1.6505
7976 | 11.4407 | 10.9728 | 0.33966 | 1.86
7977 | 11.1232 | 11.0222 | 0.343 | 1.9146
7978 | 11.4247 | 10.7283 | 0.34662 | 1.7803
7979 | 11.2383 | 11.2361 | 0.34256 | 1.8979
7980 | 10.5692 | 10.9982 | 0.34734 | 1.8982
7981 | 11.7089 | 10.7722 | 0.3389 | 1.8054
7982 | 11.0908 | 10.3576 | 0.32163 | 1.7279
7983 | 10.6167 | 10.2404 | 0.31593 | 1.8223
7984 | 11.3153 | 9.9807 | 0.29188 | 1.639
7985 | 11.1535 | 9.944 | 0.29426 | 1.7638
7986 | 10.9457 | 9.8337 | 0.29499 | 1.9443
7987 | 11.0404 | 9.9608 | 0.29565 | 1.8255
7988 | 11.0016 | 10.1016 | 0.30347 | 1.8441
7989 | 11.4694 | 10.128 | 0.31259 | 1.707
7990 | 11.25 | 10.1955 | 0.3204 | 1.8649
7991 | 10.8374 | 10.422 | 0.31959 | 1.6902
7992 | 10.8011 | 10.4432 | 0.32825 | 1.5955
7993 | 11.1077 | 10.4134 | 0.32773 | 1.8241
7994 | 11.1579 | 10.3959 | 0.31997 | 1.8333
7995 | 11.1504 | 10.927 | 0.32589 | 1.6681
7996 | 11.3481 | 10.5158 | 0.32814 | 1.8046
7997 | 10.9392 | 10.3889 | 0.32482 | 1.7364
7998 | 11.0039 | 10.6384 | 0.33069 | 1.7592
7999 | 10.8565 | 10.748 | 0.32803 | 1.7221
8000 | 11.3466 | 10.7908 | 0.33846 | 1.6311
8001 | 11.2666 | 10.792 | 0.33652 | 1.7918
8002 | 11.2158 | 10.7212 | 0.32713 | 1.7967
8003 | 11.2952 | 10.8548 | 0.3348 | 1.6116
8004 | 11.2558 | 10.6747 | 0.33444 | 1.6956
8005 | 11.3091 | 10.2544 | 0.31561 | 1.7104
8006 | 10.9931 | 10.011 | 0.29549 | 1.8077
8007 | 11.1076 | 9.3158 | 0.28262 | 1.7725
8008 | 11.5191 | 9.1326 | 0.28276 | 1.7074
8009 | 10.8396 | 9.2026 | 0.27264 | 2.0015
8010 | 11.6862 | 8.869 | 0.2683 | 1.785
8011 | 11.2788 | 9.4173 | 0.26308 | 1.6835
8012 | 11.5253 | 9.2779 | 0.28869 | 1.7589
8013 | 11.1449 | 9.8686 | 0.29578 | 1.7012
8014 | 11.0994 | 9.845 | 0.29235 | 1.8512
8015 | 11.2523 | 9.8795 | 0.29515 | 1.7135
8016 | 10.9672 | 9.8822 | 0.29263 | 1.6426
8017 | 10.812 | 9.8578 | 0.29911 | 1.8332
8018 | 11.5388 | 9.9119 | 0.29106 | 1.6472
8019 | 10.8553 | 9.7561 | 0.29508 | 1.79
8020 | 11.0779 | 9.8892 | 0.30806 | 1.888
8021 | 11.1544 | 15.1261 | 0.4762 | 1.7914
8022 | 11.577 | 15.3296 | 0.47922 | 1.658
8023 | 11.5361 | 15.1818 | 0.4787 | 1.6729
8024 | 12.6398 | 15.1371 | 0.48011 | 1.8801
8025 | 13.2539 | 15.2042 | 0.47975 | 2.0089
8026 | 15.0175 | 14.7197 | 0.46411 | 1.8022
8027 | 15.4656 | 14.7259 | 0.46599 | 1.8309
8028 | 16.1044 | 14.8062 | 0.46043 | 1.7616
8029 | 15.0649 | 14.1439 | 0.43069 | 1.7418
8030 | 14.9431 | 12.1267 | 0.35286 | 1.837
8031 | 13.9699 | 11.3503 | 0.33251 | 1.7654
8032 | 12.3966 | 10.6051 | 0.31295 | 1.6301
8033 | 11.7042 | 10.3141 | 0.29564 | 1.7931
8034 | 11.6011 | 9.3328 | 0.26122 | 1.7032
8035 | 10.9337 | 10.3686 | 0.28814 | 1.7152
8036 | 11.3761 | 10.5568 | 0.30354 | 1.7968
8037 | 11.1769 | 11.2949 | 0.33474 | 1.6291
8038 | 11.1847 | 11.7417 | 0.34189 | 1.9055
8039 | 10.9247 | 11.6929 | 0.36084 | 1.8128
8040 | 10.8373 | 12.3059 | 0.36054 | 1.583
8041 | 11.2786 | 12.6295 | 0.37796 | 1.7469
8042 | 11.2687 | 12.9472 | 0.39714 | 1.7839
8043 | 11.0866 | 13.5368 | 0.40872 | 1.9559
8044 | 10.9225 | 13.8724 | 0.43293 | 1.7088
8045 | 11.359 | 14.6453 | 0.45305 | 1.863
8046 | 11.843 | 15.3452 | 0.49486 | 1.7472
8047 | 11.7266 | 15.7986 | 0.50031 | 1.8092
8048 | 12.541 | 16.2566 | 0.51492 | 1.8114
8049 | 13.3582 | 16.4551 | 0.52974 | 1.7146
8050 | 14.9188 | 16.899 | 0.53834 | 1.9913
8051 | 15.7104 | 17.2128 | 0.56381 | 1.745
8052 | 16.2817 | 17.5885 | 0.56886 | 1.7589
8053 | 15.8304 | 17.1917 | 0.55754 | 1.7809
8054 | 14.7646 | 17.2818 | 0.55461 | 1.9189
8055 | 13.2725 | 16.3643 | 0.52685 | 1.7949
8056 | 12.295 | 16.2214 | 0.52596 | 1.7772
8057 | 11.9924 | 15.7594 | 0.51711 | 1.6899
8058 | 11.639 | 15.7829 | 0.49556 | 1.7702
8059 | 11.4158 | 15.9285 | 0.50251 | 1.6496
8060 | 11.9076 | 16.3688 | 0.52455 | 1.7713
8061 | 10.6819 | 16.7893 | 0.54038 | 1.8526
8062 | 11.2824 | 16.8618 | 0.54565 | 1.8094
8063 | 11.5433 | 16.8208 | 0.54315 | 1.9857
8064 | 10.4737 | 16.757 | 0.54225 | 1.7257
8065 | 11.5073 | 17.0273 | 0.5434 | 1.7232
8066 | 11.1903 | 16.9981 | 0.55179 | 1.6213
8067 | 11.4447 | 17.1288 | 0.5525 | 1.7534
8068 | 11.2688 | 17.3353 | 0.55902 | 1.6673
8069 | 11.3816 | 16.7565 | 0.5569 | 1.6178
8070 | 11.048 | 16.9869 | 0.5422 | 1.7472
8071 | 11.691 | 16.3152 | 0.52576 | 1.6832
8072 | 12.4965 | 16.1697 | 0.51867 | 1.7832
8073 | 14.0025 | 15.9027 | 0.5094 | 1.9347
8074 | 14.2034 | 15.9847 | 0.51478 | 1.7044
8075 | 15.6579 | 15.4458 | 0.49885 | 1.8823
8076 | 15.92 | 15.7172 | 0.50282 | 1.9085
8077 | 15.8368 | 13.9372 | 0.43 | 1.8223
8078 | 14.9457 | 11.6466 | 0.33479 | 1.794
8079 | 13.7387 | 9.0979 | 0.23705 | 1.859
8080 | 12.8957 | 6.7989 | 0.15676 | 1.7312
8081 | 11.6948 | 6.5217 | 0.13067 | 1.8064
8082 | 11.8536 | 6.2183 | 0.13313 | 1.8398
8083 | 10.9249 | 6.2082 | 0.13389 | 1.8435
8084 | 11.117 | 6.5575 | 0.14352 | 1.7648
8085 | 11.1824 | 8.0398 | 0.19409 | 1.6759
8086 | 10.9527 | 8.6402 | 0.21503 | 1.7453
8087 | 11.1144 | 8.7921 | 0.23227 | 1.8221
8088 | 10.5753 | 9.0366 | 0.25604 | 1.7972
8089 | 11.1609 | 9.7809 | 0.25938 | 1.793
8090 | 11.5043 | 10.0156 | 0.26139 | 1.6912
8091 | 11.3326 | 10.068 | 0.29325 | 1.8839
8092 | 10.9207 | 10.68 | 0.29968 | 1.8007
8093 | 11.266 | 11.5934 | 0.34413 | 1.7781
8094 | 11.0232 | 12.2212 | 0.3622 | 1.7769
8095 | 11.4587 | 12.7741 | 0.37448 | 1.7813
8096 | 12.3505 | 13.0232 | 0.38407 | 1.9159
8097 | 13.53 | 13.4464 | 0.40878 | 1.8234
8098 | 14.3351 | 13.5084 | 0.41329 | 1.9434
8099 | 15.3996 | 13.7361 | 0.42642 | 1.678
8100 | 16.397 | 13.6239 | 0.42256 | 1.7787
8101 | 15.7289 | 12.7639 | 0.38385 | 1.7807
8102 | 14.871 | 10.7377 | 0.30796 | 1.7686
8103 | 13.1201 | 8.3457 | 0.2146 | 1.798
8104 | 12.4234 | 7.7076 | 0.19443 | 1.8835
8105 | 11.414 | 7.1323 | 0.17559 | 1.7067
8106 | 11.2503 | 8.0008 | 0.2046 | 1.7607
8107 | 11.5618 | 8.8222 | 0.23573 | 2.0019
8108 | 10.9398 | 9.6937 | 0.28483 | 1.7455
8109 | 10.8514 | 10.7074 | 0.30186 | 1.6267
8110 | 11.2936 | 11.3542 | 0.32042 | 1.8596
8111 | 11.7431 | 11.9513 | 0.34973 | 1.7927
8112 | 10.8938 | 12.6699 | 0.36855 | 1.597
8113 | 11.0801 | 12.5566 | 0.39541 | 1.8824
8114 | 11.5025 | 13.3147 | 0.4137 | 1.7319
8115 | 10.9314 | 14.1353 | 0.43348 | 1.7148
8116 | 11.3077 | 14.5945 | 0.4586 | 1.7644
8117 | 11.6219 | 15.4874 | 0.49601 | 1.8956
8118 | 10.974 | 16.5186 | 0.53329 | 1.7815
8119 | 11.7361 | 17.4006 | 0.57512 | 1.9067
8120 | 12.5599 | 18.0063 | 0.587 | 1.7135
8121 | 13.9418 | 18.8785 | 0.61147 | 1.9351
8122 | 14.8553 | 18.9794 | 0.61794 | 1.8497
8123 | 16.3589 | 19.21 | 0.64126 | 1.6772
8124 | 16.0165 | 19.6129 | 0.6267 | 1.6981
8125 | 15.7437 | 17.639 | 0.57986 | 1.6988
8126 | 14.9246 | 15.6552 | 0.48802 | 1.9055
8127 | 13.5829 | 12.8879 | 0.39534 | 1.7549
8128 | 12.3841 | 10.8326 | 0.32633 | 1.7335
8129 | 12.3175 | 9.5561 | 0.26912 | 1.8752
8130 | 11.1327 | 9.1383 | 0.23355 | 1.6378
8131 | 11.3105 | 9.4251 | 0.25377 | 1.7442
8132 | 11.1213 | 10.3693 | 0.3051 | 1.7508
8133 | 11.632 | 12.1125 | 0.3591 | 1.7586
8134 | 11.4455 | 12.8762 | 0.39068 | 1.9183
8135 | 11.3837 | 13.3544 | 0.41519 | 1.7517
8136 | 11.0612 | 14.3612 | 0.44437 | 1.7179
8137 | 11.2058 | 15.0564 | 0.47877 | 1.6104
8138 | 11.617 | 15.645 | 0.50102 | 1.6978
8139 | 11.2789 | 16.5638 | 0.5305 | 1.824
8140 | 11.0683 | 17.0099 | 0.54757 | 1.7462
8141 | 11.2125 | 11.1662 | 0.34781 | 1.8978
8142 | 11.114 | 11.3018 | 0.36261 | 1.806
8143 | 11.1478 | 11.5202 | 0.36937 | 1.7287
8144 | 11.7043 | 12.0005 | 0.37411 | 1.784
8145 | 10.9128 | 11.8892 | 0.38746 | 1.8693
8146 | 11.4023 | 12.0427 | 0.38893 | 1.6786
8147 | 11.5127 | 12.0558 | 0.38311 | 1.6973
8148 | 11.6811 | 12.2014 | 0.38927 | 1.8255
8149 | 11.5912 | 11.6524 | 0.36848 | 1.949
8150 | 11.7858 | 10.1586 | 0.31252 | 1.9198
8151 | 11.1824 | 9.1745 | 0.27434 | 1.7806
8152 | 11.7412 | 8.0285 | 0.23816 | 1.9191
8153 | 11.3031 | 7.2433 | 0.21317 | 1.8191
8154 | 11.0686 | 7.0924 | 0.19836 | 1.7328
8155 | 11.3916 | 7.4563 | 0.20724 | 1.805
8156 | 11.4075 | 7.8318 | 0.21958 | 1.7727
8157 | 11.2257 | 8.6217 | 0.25524 | 1.8476
8158 | 11.1823 | 8.8878 | 0.2666 | 1.7349
8159 | 11.9551 | 8.9349 | 0.26678 | 1.7181
8160 | 11.3063 | 9.2636 | 0.28093 | 1.8071
8161 | 11.4962 | 9.5047 | 0.2895 | 1.9122
8162 | 11.0069 | 9.7161 | 0.28831 | 1.6917
8163 | 10.9171 | 9.9607 | 0.29469 | 1.8553
8164 | 11.0273 | 10.1008 | 0.30118 | 1.826
8165 | 10.8444 | 10.3221 | 0.30838 | 1.6457
8166 | 11.3657 | 10.3887 | 0.3131 | 1.6582
8167 | 10.517 | 10.6182 | 0.3293 | 1.7788
8168 | 11.599 | 10.5279 | 0.32434 | 1.7668
8169 | 11.3473 | 10.6217 | 0.33227 | 1.7903
8170 | 11.5491 | 10.8043 | 0.33547 | 1.7915
8171 | 11.5056 | 11.117 | 0.33564 | 1.8584
8172 | 10.9708 | 10.768 | 0.33772 | 1.649
8173 | 11.4145 | 10.3471 | 0.31766 | 1.6852
8174 | 11.2336 | 9.7726 | 0.29647 | 1.9027
8175 | 11.2569 | 9.6321 | 0.28184 | 1.747
8176 | 10.93 | 9.2041 | 0.27676 | 1.8463
8177 | 11.5903 | 9.0313 | 0.25462 | 1.7768
8178 | 11.3727 | 8.1958 | 0.24116 | 1.667
8179 | 11.41 | 8.0253 | 0.23276 | 1.8545
8180 | 11.1612 | 8.1649 | 0.23701 | 1.9265
8181 | 11.3711 | 8.2671 | 0.25036 | 1.864
8182 | 10.89 | 8.5069 | 0.24555 | 1.852
8183 | 10.9379 | 8.783 | 0.25296 | 1.6457
8184 | 11.2994 | 8.6243 | 0.25613 | 1.7098
8185 | 11.3295 | 9.1015 | 0.26673 | 1.7674
8186 | 10.9549 | 8.9835 | 0.26545 | 1.8516
8187 | 11.3082 | 9.3003 | 0.27709 | 1.7935
8188 | 10.6893 | 9.1507 | 0.27477 | 1.8237
8189 | 11.3413 | 14.3055 | 0.4391 | 1.8405
8190 | 11.5169 | 14.2175 | 0.44503 | 1.7567
8191 | 12.3267 | 14.5285 | 0.45138 | 1.6719
8192 | 12.3026 | 14.3318 | 0.44948 | 1.9104
8193 | 14.1185 | 14.4286 | 0.44765 | 1.7833
8194 | 14.6623 | 14.5155 | 0.44834 | 1.7715
8195 | 15.9715 | 14.6863 | 0.45393 | 1.9509
8196 | 16.0954 | 14.3608 | 0.44752 | 1.9056
8197 | 15.206 | 13.9617 | 0.4306 | 1.6841
8198 | 15.3584 | 13.284 | 0.40344 | 1.8775
8199 | 13.6228 | 12.1522 | 0.37375 | 1.6484
8200 | 12.5849 | 11.7598 | 0.36005 | 1.7611
8201 | 11.6547 | 11.446 | 0.33113 | 1.6566
8202 | 11.685 | 11.0696 | 0.32447 | 1.8079
8203 | 11.0364 | 11.731 | 0.33197 | 1.6502
8204 | 11.8666 | 11.9287 | 0.36593 | 1.8414
8205 | 11.1939 | 12.0823 | 0.36315 | 1.7111
8206 | 11.4575 | 12.5735 | 0.38142 | 1.8052
8207 | 11.2827 | 12.652 | 0.38256 | 1.4935
8208 | 11.5384 | 13.3236 | 0.40298 | 1.7048
8209 | 11.8161 | 13.2757 | 0.40857 | 1.8066
8210 | 11.1072 | 13.7543 | 0.41657 | 1.7934
8211 | 10.8764 | 14.1351 | 0.42566 | 1.8235
8212 | 10.9525 | 14.34 | 0.45161 | 1.6803
8213 | 11.693 | 14.563 | 0.45392 | 1.7643
8214 | 11.0628 | 15.0186 | 0.47635 | 1.738
8215 | 12.3277 | 15.6565 | 0.49822 | 1.9384
8216 | 12.1975 | 15.9911 | 0.52299 | 1.8093
8217 | 13.387 | 16.38 | 0.52522 | 1.9664
8218 | 14.291 | 16.3448 | 0.5224 | 1.8518
8219 | 15.4855 | 16.3742 | 0.53189 | 1.877
8220 | 15.8951 | 16.5206 | 0.53697 | 1.7788
8221 | 15.5821 | 16.2341 | 0.52246 | 1.6958
8222 | 14.9452 | 15.9866 | 0.50159 | 1.8674
8223 | 13.8969 | 15.554 | 0.48505 | 1.8497
8224 | 12.3292 | 15.2268 | 0.47935 | 1.8866
8225 | 11.5038 | 15.2258 | 0.46755 | 1.8292
8226 | 11.3191 | 14.549 | 0.47109 | 1.8202
8227 | 11.3615 | 14.8215 | 0.46234 | 1.75
8228 | 11.467 | 14.8652 | 0.47221 | 1.8118
8229 | 11.3941 | 15.6304 | 0.48303 | 1.8799
8230 | 11.4695 | 15.472 | 0.49986 | 2.0503
8231 | 11.4519 | 15.4272 | 0.50006 | 1.8715
8232 | 11.3747 | 15.8256 | 0.49834 | 1.7204
8233 | 11.1009 | 16.2257 | 0.51773 | 1.6686
8234 | 10.5757 | 16.2208 | 0.52071 | 1.725
8235 | 11.4374 | 16.5416 | 0.52484 | 1.6564
8236 | 11.2053 | 16.5191 | 0.5264 | 1.8882
8237 | 11.7418 | 16.4437 | 0.52837 | 1.6745
8238 | 11.3597 | 16.3235 | 0.52005 | 1.83
8239 | 12.0618 | 16.3228 | 0.5249 | 1.7761
8240 | 12.0392 | 16.1248 | 0.52661 | 1.6111
8241 | 13.2181 | 16.2546 | 0.51643 | 1.649
8242 | 14.9244 | 15.9601 | 0.52792 | 1.8498
8243 | 15.807 | 15.8762 | 0.51603 | 1.7298
8244 | 16.3432 | 15.9024 | 0.50918 | 1.7701
8245 | 16.1195 | 15.3979 | 0.4767 | 1.6537
8246 | 14.6688 | 13.9177 | 0.43364 | 1.6763
8247 | 13.3871 | 11.8674 | 0.33972 | 1.7797
8248 | 12.6673 | 10.6131 | 0.29441 | 1.8329
8249 | 12.3015 | 9.9159 | 0.27696 | 1.8314
8250 | 11.2394 | 9.7934 | 0.27698 | 1.7622
8251 | 11.2518 | 10.3658 | 0.2886 | 1.8091
8252 | 11.864 | 11.2315 | 0.31646 | 1.9244
8253 | 11.0913 | 12.0605 | 0.34829 | 1.7424
8254 | 11.4408 | 12.1574 | 0.35986 | 1.9401
8255 | 11.5406 | 12.6462 | 0.37075 | 1.8153
8256 | 11.2261 | 13.2175 | 0.39287 | 1.6916
8257 | 10.858 | 13.5629 | 0.40966 | 1.7621
8258 | 11.3108 | 14.0461 | 0.42826 | 1.9365
8259 | 11.3649 | 14.295 | 0.43476 | 1.7739
8260 | 10.5567 | 14.9059 | 0.45787 | 1.6868
8261 | 11.1942 | 15.7386 | 0.49326 | 1.7891
8262 | 11.604 | 16.3799 | 0.52586 | 1.6847
8263 | 12.3196 | 17.3446 | 0.55737 | 1.6488
8264 | 13.0313 | 17.8127 | 0.58318 | 1.551
8265 | 13.399 | 18.0994 | 0.60136 | 1.6286
8266 | 14.8202 | 18.8572 | 0.62201 | 1.7442
8267 | 15.8602 | 18.9216 | 0.64061 | 1.6806
8268 | 16.1802 | 19.3724 | 0.63819 | 1.7411
8269 | 15.4513 | 19.3101 | 0.64215 | 1.6668
8270 | 14.2354 | 18.9258 | 0.61698 | 1.7856
8271 | 13.5346 | 17.6467 | 0.56909 | 1.6278
8272 | 12.3493 | 16.3895 | 0.53224 | 1.7653
8273 | 11.4785 | 16.1043 | 0.50569 | 2.0224
8274 | 10.9595 | 16.8366 | 0.54039 | 1.7568
8275 | 11.0416 | 16.5446 | 0.53469 | 1.6494
8276 | 11.4326 | 17.3851 | 0.54771 | 1.8648
8277 | 11.4246 | 17.8744 | 0.57947 | 1.9122
8278 | 10.9637 | 17.8238 | 0.56977 | 1.854
8279 | 10.9933 | 17.5302 | 0.57422 | 1.7566
8280 | 11.1929 | 17.4466 | 0.55627 | 1.7357
8281 | 11.1765 | 17.2499 | 0.55708 | 1.6531
8282 | 11.0152 | 17.0238 | 0.5439 | 1.9144
8283 | 10.8875 | 16.7405 | 0.54449 | 1.7479
8284 | 11.294 | 17.0394 | 0.54223 | 1.8087
8285 | 10.8532 | 16.4077 | 0.52644 | 1.8644
8286 | 11.3317 | 15.7888 | 0.51489 | 1.697
8287 | 11.8987 | 15.4694 | 0.49706 | 1.7594
8288 | 12.2867 | 15.1769 | 0.47724 | 1.7595
8289 | 13.4345 | 14.722 | 0.47014 | 1.7029
8290 | 15.3166 | 14.798 | 0.46526 | 1.6619
8291 | 15.8038 | 14.5106 | 0.45729 | 1.8767
8292 | 16.395 | 14.2139 | 0.43805 | 1.6568
8293 | 15.3704 | 13.7592 | 0.42685 | 1.8025
8294 | 14.5367 | 13.6238 | 0.40596 | 1.7772
8295 | 13.0468 | 13.0848 | 0.3915 | 1.7542
8296 | 12.2841 | 12.4904 | 0.37229 | 1.691
8297 | 11.762 | 11.854 | 0.34941 | 1.7488
8298 | 11.5856 | 9.8171 | 0.26402 | 1.6414
8299 | 11.6622 | 8.6685 | 0.22915 | 1.735
8300 | 11.7287 | 8.8115 | 0.22888 | 1.8895
8301 | 11.2918 | 9.5948 | 0.25809 | 1.8905
8302 | 10.9671 | 9.7214 | 0.26754 | 1.8462
8303 | 11.465 | 10.2756 | 0.27462 | 1.7871
8304 | 11.0396 | 10.5125 | 0.28774 | 1.7556
8305 | 11.203 | 10.5517 | 0.28949 | 1.7302
8306 | 10.8205 | 10.4901 | 0.30398 | 1.8941
8307 | 11.3397 | 11.0715 | 0.31616 | 1.7074
8308 | 11.6096 | 11.4396 | 0.32925 | 1.7763
8309 | 11.1228 | 8.4269 | 0.24427 | 1.7664
8310 | 11.2549 | 8.7119 | 0.25691 | 1.6483
8311 | 11.5124 | 8.8853 | 0.27063 | 1.6582
8312 | 11.3994 | 9.2321 | 0.27189 | 1.8036
8313 | 11.1704 | 9.331 | 0.28607 | 1.7949
8314 | 11.2274 | 9.6205 | 0.29948 | 1.8258
8315 | 10.4964 | 9.7288 | 0.3002 | 1.7253
8316 | 11.001 | 9.8089 | 0.31326 | 1.8512
8317 | 11.6294 | 10.149 | 0.29843 | 1.831
8318 | 11.2893 | 9.7391 | 0.29468 | 1.8028
8319 | 11.1353 | 9.2639 | 0.27156 | 1.7298
8320 | 11.2912 | 8.9172 | 0.26075 | 1.7183
8321 | 11.0382 | 8.6932 | 0.2588 | 1.6806
8322 | 11.4736 | 8.6415 | 0.25137 | 1.8548
8323 | 10.8002 | 8.5082 | 0.24724 | 1.8761
8324 | 10.3988 | 8.7737 | 0.25709 | 1.8444
8325 | 11.2192 | 8.9673 | 0.27398 | 1.6991
8326 | 11.225 | 9.3077 | 0.27854 | 1.6527
8327 | 11.3825 | 9.5381 | 0.28394 | 1.6479
8328 | 11.5218 | 9.6137 | 0.29401 | 1.818
8329 | 11.3982 | 9.7525 | 0.29231 | 1.7036
8330 | 11.042 | 10.0219 | 0.3089 | 1.8365
8331 | 11.1499 | 10.0093 | 0.30699 | 1.8266
8332 | 11.2087 | 10.2912 | 0.31342 | 1.8401
8333 | 10.7369 | 10.4949 | 0.31904 | 1.8338
8334 | 11.7177 | 10.2369 | 0.31192 | 1.7623
8335 | 11.2943 | 10.1626 | 0.31286 | 1.7043
8336 | 11.0232 | 10.2166 | 0.31808 | 1.6762
8337 | 11.5592 | 10.2813 | 0.31753 | 1.7397
8338 | 11.1773 | 10.3742 | 0.31885 | 1.7313
8339 | 11.851 | 10.1893 | 0.31138 | 1.6338
8340 | 10.9861 | 10.1666 | 0.31091 | 1.7978
8341 | 11.3016 | 9.6163 | 0.28641 | 1.6779
8342 | 11.0597 | 7.7581 | 0.22592 | 1.6809
8343 | 11.0811 | 6.625 | 0.17536 | 1.6135
8344 | 11.2381 | 5.6145 | 0.1234 | 1.6694
8345 | 11.2749 | 4.5422 | 0.12541 | 1.6131
8346 | 11.2548 | 4.4234 | 0.11644 | 1.7798
8347 | 11.0835 | 4.6289 | 0.1271 | 1.8654
8348 | 10.8587 | 5.1479 | 0.13285 | 1.8474
8349 | 11.1993 | 6.2619 | 0.15398 | 1.7249
8350 | 11.3107 | 6.5479 | 0.16885 | 1.7389
8351 | 11.042 | 6.4426 | 0.16251 | 1.7304
8352 | 11.6262 | 6.918 | 0.1712 | 1.5963
8353 | 11.2576 | 6.5355 | 0.16894 | 1.6487
8354 | 10.749 | 6.9306 | 0.17974 | 1.7305
8355 | 10.687 | 7.1623 | 0.18315 | 1.8395
8356 | 11.8428 | 7.0206 | 0.19452 | 1.8
8357 | 11.3414 | 10.0071 | 0.28667 | 1.8561
8358 | 10.5778 | 10.3035 | 0.30205 | 1.6689
8359 | 11.9301 | 11.032 | 0.32195 | 1.802
8360 | 12.6993 | 11.6818 | 0.33991 | 1.6935
8361 | 12.9891 | 11.9148 | 0.33853 | 1.8336
8362 | 14.1559 | 12.2533 | 0.36541 | 1.6775
8363 | 16.3342 | 12.2512 | 0.36653 | 1.8467
8364 | 16.5499 | 12.4204 | 0.3818 | 1.7091
8365 | 15.8663 | 11.889 | 0.33913 | 1.8339
8366 | 14.868 | 9.4043 | 0.25785 | 1.8699
8367 | 13.5969 | 7.3067 | 0.17058 | 1.8395
8368 | 12.4103 | 6.0294 | 0.12306 | 1.8956
8369 | 11.4179 | 5.3392 | 0.11167 | 1.8025
8370 | 10.9208 | 4.747 | 0.11713 | 1.6892
8371 | 11.0317 | 4.6581 | 0.11969 | 1.7792
8372 | 11.594 | 5.6396 | 0.11717 | 1.692
8373 | 11.8818 | 7.2866 | 0.1718 | 1.7202
8374 | 11.0292 | 7.8788 | 0.18001 | 1.8334
8375 | 11.0462 | 8.1604 | 0.209 | 1.6937
8376 | 11.5653 | 8.3191 | 0.20983 | 1.6961
8377 | 11.1559 | 8.6854 | 0.22398 | 1.7652
8378 | 11.2335 | 8.9541 | 0.23424 | 1.8187
8379 | 11.3846 | 9.4596 | 0.25823 | 1.7787
8380 | 11.3729 | 9.5669 | 0.25891 | 1.8804
8381 | 11.4382 | 9.8737 | 0.26252 | 1.8004
8382 | 11.7678 | 9.8153 | 0.2693 | 1.7968
8383 | 11.8047 | 10.0347 | 0.27118 | 1.7624
8384 | 12.5347 | 9.8614 | 0.28244 | 1.6957
8385 | 13.7571 | 10.1024 | 0.27475 | 1.6604
8386 | 14.3424 | 10.0507 | 0.27647 | 1.7642
8387 | 15.9273 | 9.756 | 0.27664 | 1.6396
8388 | 16.1458 | 9.872 | 0.27194 | 1.9459
8389 | 15.2957 | 9.4494 | 0.26506 | 1.9116
8390 | 14.2735 | 7.7184 | 0.18632 | 2.0588
8391 | 13.7494 | 4.421 | 0.11942 | 2.0327
8392 | 12.383 | 4.6759 | 0.12159 | 1.9439
8393 | 11.7995 | 4.2033 | 0.12222 | 1.8781
8394 | 11.1394 | 4.5522 | 0.11347 | 1.5945
8395 | 11.5303 | 4.541 | 0.12348 | 1.9058
8396 | 11.0119 | 4.4257 | 0.12434 | 1.6583
8397 | 11.0626 | 4.2708 | 0.12826 | 1.7941
8398 | 11.0272 | 4.5055 | 0.12457 | 1.8166
8399 | 11.1005 | 5.0555 | 0.12233 | 1.795
8400 | 11.1105 | 5.3839 | 0.1234 | 1.7869
8401 | 11.5981 | 5.4707 | 0.12001 | 1.6145
8402 | 11.3753 | 6.2309 | 0.14507 | 1.7824
8403 | 11.1629 | 6.9434 | 0.15605 | 1.7847
8404 | 11.206 | 7.5589 | 0.17394 | 1.9207
8405 | 11.9991 | 8.5861 | 0.21211 | 1.7078
8406 | 11.6187 | 9.2856 | 0.24526 | 1.6693
8407 | 11.6811 | 10.3873 | 0.28633 | 1.7349
8408 | 12.5944 | 10.9197 | 0.30219 | 1.7328
8409 | 13.3244 | 11.2514 | 0.32868 | 1.767
8410 | 14.5623 | 11.6719 | 0.34069 | 1.8405
8411 | 16.3452 | 12.487 | 0.35467 | 1.8932
8412 | 15.9519 | 12.4829 | 0.38318 | 1.8626
8413 | 15.4673 | 12.7401 | 0.37468 | 1.7539
8414 | 14.9279 | 11.082 | 0.3247 | 1.655
8415 | 13.0182 | 9.5599 | 0.27121 | 1.7968
8416 | 12.7226 | 9.2759 | 0.23787 | 1.7731
8417 | 12.2551 | 8.4197 | 0.20462 | 1.5503
8418 | 11.3566 | 7.9849 | 0.19875 | 1.7231
8419 | 11.5539 | 8.2133 | 0.20382 | 1.893
8420 | 10.7256 | 9.0103 | 0.24478 | 1.7673
8421 | 10.9059 | 10.1765 | 0.27955 | 1.8597
8422 | 11.609 | 10.2033 | 0.29378 | 1.8692
8423 | 11.2567 | 10.3245 | 0.28811 | 1.8192
8424 | 11.4734 | 10.4765 | 0.2998 | 1.8942
8425 | 11.5125 | 10.4187 | 0.30245 | 1.6585
8426 | 11.4176 | 11.0755 | 0.30944 | 1.8016
8427 | 11.4321 | 10.8682 | 0.31152 | 1.5478
8428 | 11.05 | 11.2555 | 0.32001 | 1.8836
8429 | 11.6341 | 11.0138 | 0.30163 | 1.837
8430 | 11.163 | 10.0659 | 0.29253 | 1.792
8431 | 11.4861 | 9.7521 | 0.28146 | 1.7628
8432 | 12.6054 | 9.8619 | 0.27395 | 1.6521
8433 | 13.6816 | 9.5422 | 0.25665 | 1.7585
8434 | 14.6881 | 9.1388 | 0.25249 | 1.7124
8435 | 15.9981 | 8.9969 | 0.23867 | 1.9016
8436 | 16.0486 | 9.0119 | 0.23545 | 1.917
8437 | 16.2229 | 7.9906 | 0.20608 | 1.7749
8438 | 15.0741 | 5.5203 | 0.126 | 2.0115
8439 | 13.6666 | 4.4606 | 0.1155 | 2.051
8440 | 12.4147 | 4.5811 | 0.11861 | 1.8261
8441 | 11.3062 | 4.4555 | 0.1272 | 1.7943
8442 | 11.536 | 4.7454 | 0.13006 | 1.8758
8443 | 11.1857 | 4.3269 | 0.1202 | 1.6592
8444 | 10.9576 | 4.5147 | 0.13302 | 1.8458
8445 | 11.1147 | 4.4586 | 0.1308 | 1.6603
8446 | 10.6721 | 4.7177 | 0.12465 | 1.7517
8447 | 10.581 | 4.5663 | 0.11376 | 1.9336
8448 | 10.6379 | 4.5685 | 0.12474 | 1.885
8449 | 10.9908 | 4.4452 | 0.12121 | 1.8264
8450 | 11.1241 | 4.6959 | 0.12471 | 1.5806
8451 | 11.6589 | 4.4731 | 0.13091 | 1.7514
8452 | 10.9131 | 4.4472 | 0.11951 | 1.705
8453 | 11.4708 | 5.1426 | 0.12751 | 1.7404
8454 | 11.3679 | 5.6778 | 0.1261 | 1.9764
8455 | 11.7291 | 6.2987 | 0.13102 | 1.7691
8456 | 11.8533 | 6.877 | 0.1616 | 1.7331
8457 | 13.4366 | 7.1329 | 0.16751 | 1.8034
8458 | 14.3989 | 7.568 | 0.18769 | 1.6142
8459 | 15.3666 | 7.8226 | 0.1953 | 1.7964
8460 | 15.8409 | 7.899 | 0.20921 | 1.892
8461 | 15.6203 | 8.4336 | 0.20661 | 1.8726
8462 | 15.0258 | 7.8873 | 0.17672 | 1.8186
8463 | 13.7039 | 7.067 | 0.17248 | 1.7968
8464 | 12.6271 | 7.0723 | 0.15897 | 1.7721
8465 | 12.1044 | 6.8343 | 0.15637 | 1.7194
8466 | 11.5114 | 6.7951 | 0.14177 | 1.8286
8467 | 11.0368 | 6.7592 | 0.15103 | 1.8134
8468 | 11.331 | 7.0501 | 0.15275 | 1.7018
8469 | 10.829 | 7.3835 | 0.17225 | 1.6613
8470 | 11.0362 | 7.678 | 0.19072 | 1.7682
8471 | 11.3652 | 8.2434 | 0.21294 | 1.711
8472 | 10.9588 | 8.372 | 0.21854 | 1.7255
8473 | 11.3539 | 8.9081 | 0.23573 | 1.8424
8474 | 10.8223 | 9.2912 | 0.25467 | 1.7609
8475 | 10.9155 | 9.9167 | 0.26735 | 1.9129
8476 | 11.3967 | 10.2517 | 0.28496 | 1.8058
8477 | 10.8597 | 7.5583 | 0.20753 | 1.5951
8478 | 10.9603 | 7.4901 | 0.20232 | 1.7845
8479 | 10.7919 | 7.4698 | 0.20972 | 1.8015
8480 | 10.7437 | 7.4456 | 0.19882 | 1.8113
8481 | 10.9593 | 7.5162 | 0.19395 | 1.8411
8482 | 11.0254 | 7.3944 | 0.19818 | 1.8094
8483 | 11.0438 | 7.4742 | 0.20788 | 1.7732
8484 | 11.3343 | 7.5393 | 0.19944 | 1.7136
8485 | 11.1223 | 7.2085 | 0.19879 | 1.8233
8486 | 11.2299 | 6.6096 | 0.1609 | 1.8063
8487 | 11.314 | 5.3245 | 0.12794 | 1.8857
8488 | 11.8469 | 4.7436 | 0.12551 | 1.7023
8489 | 11.629 | 4.7865 | 0.11298 | 1.741
8490 | 11.492 | 5.0167 | 0.12571 | 1.7793
8491 | 11.3702 | 5.0965 | 0.11669 | 1.7282
8492 | 11.3986 | 5.6558 | 0.13065 | 1.6905
8493 | 10.904 | 5.6954 | 0.14671 | 1.7
8494 | 11.2569 | 6.0007 | 0.15406 | 1.7549
8495 | 10.9472 | 5.9943 | 0.15716 | 1.868
8496 | 10.9427 | 6.2981 | 0.16262 | 1.8641
8497 | 11.1394 | 6.5092 | 0.16685 | 1.8719
8498 | 11.5322 | 6.5311 | 0.18004 | 1.7464
8499 | 11.4977 | 6.6967 | 0.18555 | 1.9467
8500 | 11.714 | 6.8302 | 0.1906 | 1.5405
8501 | 11.1244 | 7.5997 | 0.20805 | 1.7567
8502 | 11.518 | 8.3097 | 0.23153 | 1.7875
8503 | 10.9632 | 8.5417 | 0.27382 | 1.6735
8504 | 11.8777 | 9.2341 | 0.29354 | 1.8275
8505 | 11.0826 | 9.8659 | 0.30484 | 1.8103
8506 | 11.1297 | 10.5715 | 0.32915 | 1.7396
8507 | 11.1085 | 10.7229 | 0.33229 | 1.9465
8508 | 11.2352 | 11.1063 | 0.34313 | 1.7443
8509 | 10.8613 | 11.3063 | 0.3481 | 1.7207
8510 | 10.6023 | 11.4439 | 0.34791 | 1.5882
8511 | 11.2038 | 11.528 | 0.36082 | 1.7878
8512 | 10.9907 | 11.0364 | 0.3462 | 1.7138
8513 | 11.4135 | 11.2861 | 0.35346 | 1.8744
8514 | 11.7535 | 11.0029 | 0.3608 | 1.7101
8515 | 11.0689 | 11.3319 | 0.35683 | 1.7201
8516 | 11.631 | 11.3328 | 0.35779 | 1.661
8517 | 11.373 | 12.1262 | 0.38161 | 1.702
8518 | 10.9144 | 11.8016 | 0.36949 | 1.8524
8519 | 11.4406 | 11.2009 | 0.35852 | 1.8461
8520 | 10.7727 | 11.4053 | 0.35651 | 1.8319
8521 | 11.094 | 11.1251 | 0.34352 | 1.7612
8522 | 11.361 | 10.8616 | 0.3357 | 1.8234
8523 | 11.0827 | 10.4753 | 0.3335 | 1.6871
8524 | 11.1346 | 10.6798 | 0.3191 | 1.7967
8525 | 11.8452 | 15.62 | 0.51018 | 1.6516
8526 | 11.2338 | 14.9029 | 0.46502 | 1.7325
8527 | 12.1847 | 14.0829 | 0.43177 | 1.7674
8528 | 12.6925 | 13.728 | 0.41221 | 1.7964
8529 | 13.2465 | 12.8397 | 0.39903 | 1.6835
8530 | 15.0152 | 12.3757 | 0.37644 | 1.7334
8531 | 15.9143 | 11.9803 | 0.35533 | 1.8239
8532 | 16.6985 | 12.2892 | 0.36636 | 1.9669
8533 | 16.4637 | 11.974 | 0.36891 | 1.9105
8534 | 14.6175 | 10.5632 | 0.30454 | 1.7004
8535 | 13.5778 | 9.4205 | 0.26456 | 1.7711
8536 | 12.9351 | 8.5542 | 0.22877 | 1.917
8537 | 12.167 | 8.073 | 0.20179 | 1.7963
8538 | 10.9053 | 7.749 | 0.19709 | 1.7772
8539 | 11.4399 | 7.7804 | 0.19811 | 1.632
8540 | 11.6395 | 8.0386 | 0.20383 | 1.7343
8541 | 11.1945 | 8.5794 | 0.2239 | 1.7976
8542 | 10.2973 | 8.538 | 0.21732 | 1.8073
8543 | 11.2091 | 8.0204 | 0.21221 | 1.7157
8544 | 11.0034 | 8.305 | 0.20019 | 1.7793
8545 | 11.0558 | 8.3319 | 0.21301 | 1.6688
8546 | 10.7549 | 7.6995 | 0.19808 | 1.789
8547 | 11.3035 | 7.5283 | 0.18398 | 1.5639
8548 | 10.9125 | 7.6566 | 0.18575 | 1.8678
8549 | 11.4738 | 8.4948 | 0.22066 | 1.7108
8550 | 11.2623 | 9.5898 | 0.2525 | 1.6994
8551 | 11.8278 | 10.9085 | 0.30711 | 1.6136
8552 | 12.5761 | 10.9244 | 0.32381 | 1.8209
8553 | 12.9363 | 11.4721 | 0.34297 | 1.6817
8554 | 15.4211 | 12.5147 | 0.36886 | 1.7079
8555 | 15.5257 | 13.0281 | 0.38641 | 1.7187
8556 | 16.2736 | 13.0896 | 0.39709 | 1.7559
8557 | 16.0052 | 12.6901 | 0.3854 | 1.8931
8558 | 15.0492 | 11.2918 | 0.33036 | 1.6843
8559 | 13.2842 | 10.8066 | 0.30884 | 1.7633
8560 | 12.6802 | 10.6063 | 0.29015 | 1.685
8561 | 11.7557 | 10.9901 | 0.30648 | 1.7673
8562 | 11.3515 | 11.028 | 0.3264 | 1.7647
8563 | 11.4876 | 11.6674 | 0.34563 | 1.7613
8564 | 11.3143 | 12.7257 | 0.36263 | 1.8902
8565 | 11.0323 | 12.8788 | 0.38027 | 1.6869
8566 | 11.497 | 13.3745 | 0.40627 | 1.8938
8567 | 11.1235 | 13.872 | 0.42863 | 1.6191
8568 | 11.1605 | 14.6258 | 0.46601 | 1.8597
8569 | 11.4547 | 15.2774 | 0.48548 | 1.659
8570 | 11.24 | 15.5796 | 0.50612 | 1.7659
8571 | 11.3128 | 16.7126 | 0.53764 | 1.8693
8572 | 11.0065 | 17.1308 | 0.55938 | 1.6345
8573 | 10.8091 | 17.5498 | 0.57064 | 1.9142
8574 | 11.8519 | 18.1585 | 0.59622 | 1.8069
8575 | 11.7758 | 18.4361 | 0.60999 | 1.8511
8576 | 12.4021 | 19.0066 | 0.62228 | 1.844
8577 | 13.7237 | 19.1578 | 0.64394 | 1.6914
8578 | 15.2558 | 19.3909 | 0.63937 | 1.6906
8579 | 15.633 | 20.1289 | 0.67831 | 1.8253
8580 | 16.2882 | 19.8791 | 0.65731 | 1.7603
8581 | 16.0136 | 19.8485 | 0.65822 | 1.7659
8582 | 14.2197 | 20.1846 | 0.67053 | 1.6874
8583 | 13.599 | 19.794 | 0.67579 | 1.6925
8584 | 12.5169 | 20.2426 | 0.68535 | 1.9281
8585 | 11.7813 | 20.1135 | 0.67754 | 1.9417
8586 | 11.5051 | 20.0789 | 0.6779 | 1.7672
8587 | 10.8516 | 19.989 | 0.66594 | 1.833
8588 | 10.4301 | 20.0956 | 0.67892 | 1.8041
8589 | 11.2619 | 20.1925 | 0.67591 | 1.7088
8590 | 11.0374 | 20.4984 | 0.67762 | 1.9504
8591 | 11.2192 | 20.5119 | 0.68813 | 1.8109
8592 | 11.6771 | 20.8143 | 0.70623 | 1.7823
8593 | 10.7799 | 21.0097 | 0.71675 | 1.7231
8594 | 11.1972 | 21.4244 | 0.71557 | 1.8128
8595 | 11.0718 | 21.6235 | 0.72651 | 1.8208
8596 | 11.6532 | 21.7782 | 0.73978 | 1.7886
8597 | 11.009 | 22.4055 | 0.75548 | 1.6679
8598 | 11.4649 | 22.9723 | 0.78359 | 1.6858
8599 | 12.2856 | 23.4433 | 0.80714 | 1.6549
8600 | 12.6274 | 23.9089 | 0.81429 | 1.9753
8601 | 13.1524 | 23.9892 | 0.82415 | 1.7565
8602 | 14.5277 | 24.4015 | 0.83047 | 1.7496
8603 | 15.9559 | 24.286 | 0.8501 | 1.8306
8604 | 16.0891 | 24.9557 | 0.85523 | 1.8472
8605 | 15.4204 | 24.3836 | 0.83072 | 1.9168
8606 | 14.7401 | 21.8402 | 0.73741 | 1.7723
8607 | 13.2287 | 19.962 | 0.66817 | 1.7784
8608 | 12.5607 | 18.4986 | 0.61214 | 1.7816
8609 | 11.5693 | 17.6851 | 0.58728 | 1.7133
8610 | 11.6864 | 17.4768 | 0.56791 | 1.731
8611 | 11.2971 | 17.6956 | 0.57576 | 1.6463
8612 | 10.9366 | 18.9139 | 0.62545 | 1.7604
8613 | 10.7471 | 20.1367 | 0.67137 | 1.7572
8614 | 10.5448 | 20.0943 | 0.66519 | 1.8767
8615 | 11.2688 | 20.1437 | 0.66755 | 1.9668
8616 | 10.8598 | 20.019 | 0.66599 | 1.8839
8617 | 11.5301 | 20.2436 | 0.67291 | 1.6833
8618 | 11.7217 | 20.1372 | 0.66532 | 1.743
8619 | 11.0706 | 20.2181 | 0.67199 | 1.826
8620 | 11.2244 | 19.665 | 0.66492 | 1.7869
8621 | 11.616 | 20.0011 | 0.67034 | 1.8869
8622 | 11.2471 | 19.7726 | 0.66866 | 1.7929
8623 | 11.9348 | 19.9196 | 0.66645 | 1.9682
8624 | 12.8662 | 19.8049 | 0.66881 | 1.836
8625 | 13.1475 | 20.0468 | 0.6671 | 1.7855
8626 | 14.8055 | 20.1424 | 0.65716 | 1.7532
8627 | 15.4871 | 19.8576 | 0.66053 | 1.7548
8628 | 15.823 | 19.9125 | 0.66323 | 1.8377
8629 | 15.7044 | 19.5621 | 0.66072 | 1.7764
8630 | 14.8476 | 18.9894 | 0.6321 | 1.5501
8631 | 13.3144 | 18.5525 | 0.60631 | 1.7295
8632 | 12.698 | 18.1353 | 0.57699 | 1.6329
8633 | 11.562 | 17.5841 | 0.57843 | 1.8
8634 | 11.6943 | 17.5321 | 0.57134 | 1.8084
8635 | 10.8149 | 17.8035 | 0.56017 | 1.8031
8636 | 11.6277 | 18.1602 | 0.59035 | 1.7617
8637 | 10.699 | 18.1649 | 0.59249 | 1.7543
8638 | 11.2576 | 18.3326 | 0.60367 | 1.9764
8639 | 11.0673 | 18.5988 | 0.60355 | 1.828
8640 | 11.3139 | 18.501 | 0.61817 | 1.8605
8641 | 11.2763 | 18.2472 | 0.60673 | 1.8084
8642 | 10.9847 | 19.0402 | 0.62673 | 1.6614
8643 | 11.3785 | 19.0383 | 0.63248 | 1.7082
8644 | 10.8888 | 18.5401 | 0.62287 | 1.7633
8645 | 10.9558 | 11.7963 | 0.3778 | 1.8357
8646 | 11.3642 | 11.8483 | 0.37862 | 1.7706
8647 | 11.5653 | 11.797 | 0.382 | 1.7508
8648 | 11.9945 | 11.8733 | 0.38186 | 1.8418
8649 | 10.969 | 12.0733 | 0.38875 | 1.6999
8650 | 11.2259 | 12.2916 | 0.38712 | 1.8213
8651 | 11.3054 | 11.9699 | 0.38655 | 1.7949
8652 | 11.0073 | 12.2604 | 0.38837 | 1.8877
8653 | 11.1916 | 12.1471 | 0.38384 | 1.7217
8654 | 11.0863 | 11.5881 | 0.36115 | 1.8027
8655 | 11.2979 | 11.3884 | 0.35198 | 1.8796
8656 | 11.0489 | 10.8153 | 0.34418 | 1.8327
8657 | 11.0152 | 10.897 | 0.33112 | 1.8227
8658 | 11.1887 | 10.547 | 0.33642 | 1.5825
8659 | 11.424 | 10.533 | 0.32075 | 1.7871
8660 | 11.217 | 10.8527 | 0.33146 | 1.8113
8661 | 11.2031 | 11.158 | 0.33704 | 1.7412
8662 | 11.1265 | 11.0443 | 0.33856 | 1.792
8663 | 11.3324 | 11.2405 | 0.35765 | 1.7863
8664 | 12.1441 | 11.1632 | 0.33993 | 1.5857
8665 | 11.4409 | 11.2901 | 0.34166 | 1.634
8666 | 11.1252 | 11.2959 | 0.36685 | 1.982
8667 | 11.5233 | 11.1939 | 0.35039 | 1.9152
8668 | 11.0052 | 11.3542 | 0.35686 | 1.738
8669 | 11.0801 | 11.5193 | 0.36161 | 1.7095
8670 | 10.4217 | 11.8052 | 0.3604 | 1.7381
8671 | 11.0161 | 11.5502 | 0.36955 | 1.7628
8672 | 10.9268 | 11.784 | 0.36459 | 1.7045
8673 | 10.8318 | 11.9535 | 0.37814 | 1.8938
8674 | 11.403 | 11.9914 | 0.37853 | 1.8086
8675 | 11.0996 | 12.0404 | 0.3727 | 1.8138
8676 | 11.608 | 11.984 | 0.38747 | 1.6271
8677 | 11.3158 | 11.7977 | 0.37052 | 1.7889
8678 | 11.4285 | 10.5152 | 0.33439 | 1.7721
8679 | 11.1437 | 10.1491 | 0.3063 | 1.5619
8680 | 11.6618 | 9.6044 | 0.28033 | 1.7665
8681 | 11.1565 | 9.0814 | 0.26197 | 1.6843
8682 | 10.9535 | 9.0153 | 0.26846 | 1.7948
8683 | 11.3353 | 9.1599 | 0.26945 | 1.8557
8684 | 11.3398 | 9.9081 | 0.28847 | 1.8121
8685 | 11.1166 | 10.1291 | 0.31455 | 1.8761
8686 | 11.2851 | 9.9399 | 0.30461 | 1.7235
8687 | 11.4379 | 9.619 | 0.29798 | 1.6813
8688 | 10.7054 | 9.6445 | 0.29128 | 1.6884
8689 | 11.8112 | 9.2173 | 0.28328 | 1.7295
8690 | 11.1658 | 8.8857 | 0.28325 | 1.6306
8691 | 11.2263 | 8.8687 | 0.25093 | 1.8637
8692 | 11.2305 | 8.6984 | 0.24878 | 1.9094
8693 | 11.0819 | 12.724 | 0.38609 | 1.8264
8694 | 11.2272 | 12.4501 | 0.38374 | 1.8075
8695 | 11.5011 | 12.4275 | 0.37247 | 1.6791
8696 | 12.6035 | 12.3517 | 0.36881 | 1.6212
8697 | 13.4304 | 12.4238 | 0.35445 | 1.6728
8698 | 14.7118 | 12.3571 | 0.36133 | 1.732
8699 | 15.5173 | 12.3678 | 0.36801 | 1.7365
8700 | 15.8133 | 12.0581 | 0.35898 | 1.7245
8701 | 15.8649 | 12.1785 | 0.34378 | 1.6192
8702 | 15.4293 | 11.234 | 0.31971 | 1.8053
8703 | 13.2122 | 10.7448 | 0.29543 | 1.8218
8704 | 12.3081 | 10.1229 | 0.29733 | 1.9069
8705 | 12.0034 | 9.8558 | 0.28093 | 1.7744
8706 | 11.8765 | 9.6642 | 0.2628 | 1.712
8707 | 11.6169 | 9.4764 | 0.26383 | 1.6805
8708 | 10.7885 | 10.0655 | 0.27559 | 1.6864
8709 | 11.1296 | 10.2253 | 0.28904 | 1.9047
8710 | 11.4842 | 10.2436 | 0.30387 | 1.7328
8711 | 11.366 | 10.2659 | 0.28592 | 1.7505
8712 | 11.3629 | 10.2024 | 0.2895 | 1.6742
8713 | 10.9237 | 9.9911 | 0.28642 | 1.819
8714 | 11.2007 | 10.1899 | 0.28493 | 1.7451
8715 | 11.5493 | 10.3847 | 0.29161 | 1.8339
8716 | 10.7369 | 10.6659 | 0.30993 | 1.6987
8717 | 11.3094 | 10.2745 | 0.28708 | 1.7975
8718 | 11.4308 | 10.5564 | 0.28828 | 1.7772
8719 | 11.8149 | 10.352 | 0.28973 | 1.8604
8720 | 12.6302 | 10.256 | 0.2972 | 1.7085
8721 | 13.1513 | 10.5661 | 0.29797 | 1.8226
8722 | 14.0107 | 10.6674 | 0.29746 | 1.687
8723 | 15.3828 | 10.4598 | 0.30836 | 1.7338
8724 | 16.6484 | 10.4978 | 0.28262 | 1.7645
8725 | 16.17 | 10.1875 | 0.29691 | 1.8374
8726 | 15.1488 | 9.8925 | 0.26933 | 1.8902
8727 | 13.5015 | 9.4301 | 0.25116 | 1.7915
8728 | 13.0828 | 8.8756 | 0.22585 | 1.8133
8729 | 11.402 | 8.5017 | 0.22258 | 1.7669
8730 | 11.2064 | 8.2903 | 0.21324 | 1.6041
8731 | 11.6704 | 8.3954 | 0.21577 | 1.9404
8732 | 11.2167 | 8.9968 | 0.22368 | 1.8078
8733 | 11.4658 | 8.9651 | 0.2375 | 1.773
8734 | 11.2194 | 9.1971 | 0.24311 | 1.7624
8735 | 10.7737 | 9.3524 | 0.25517 | 1.886
8736 | 10.8314 | 9.4424 | 0.25103 | 1.7755
8737 | 11.0972 | 9.8142 | 0.27019 | 1.7647
8738 | 11.2994 | 10.4807 | 0.29795 | 1.8388
8739 | 11.6324 | 10.2605 | 0.29477 | 1.6616
8740 | 11.2203 | 10.4943 | 0.29554 | 1.8419
8741 | 10.7794 | 10.7203 | 0.31237 | 1.7482
8742 | 11.8088 | 11.6974 | 0.32633 | 1.7417
8743 | 11.7314 | 11.9053 | 0.36092 | 1.8656
8744 | 12.4033 | 12.4126 | 0.36064 | 1.7247
8745 | 14.2067 | 12.4259 | 0.36558 | 1.7993
8746 | 14.2893 | 12.6716 | 0.37969 | 1.7611
8747 | 15.8406 | 12.7266 | 0.39577 | 1.9332
8748 | 16.3344 | 13.3309 | 0.39359 | 1.7928
8749 | 15.852 | 12.6259 | 0.37984 | 1.8567
8750 | 14.6301 | 11.7267 | 0.32647 | 1.81
8751 | 14.0138 | 11.2974 | 0.3274 | 1.9004
8752 | 12.7093 | 10.8739 | 0.30429 | 1.7894
8753 | 11.9151 | 11.0129 | 0.30601 | 1.7909
8754 | 11.7432 | 10.2269 | 0.28737 | 1.735
8755 | 11.0715 | 10.1558 | 0.28539 | 1.5822
8756 | 10.9276 | 11.0725 | 0.31217 | 1.8506
8757 | 10.4805 | 11.5756 | 0.33641 | 1.7003
8758 | 11.3198 | 11.9642 | 0.34618 | 1.775
8759 | 11.2623 | 11.8976 | 0.36313 | 1.7576
8760 | 10.8972 | 12.2287 | 0.3649 | 1.7526

## SupIm
t | Campus.Solar S 30° | Campus.Solar WE 10°
0 | 0 | 0
1 | 0 | 0
2 | 0 | 0
3 | 0 | 0
4 | 0 | 0
5 | 0 | 0
6 | 0 | 0
7 | 0 | 0
8 | 0 | 0
9 | 0.008 | 0.008
10 | 0.15478 | 0.085126
11 | 0.26899 | 0.14522
12 | 0.33537 | 0.18638
13 | 0.34448 | 0.18947
14 | 0.28932 | 0.16108
15 | 0.21102 | 0.11196
16 | 0.10895 | 0.050726
17 | 0.0008 | 0.0008
18 | 0 | 0
19 | 0 | 0
20 | 0 | 0
21 | 0 | 0
22 | 0 | 0
23 | 0 | 0
24 | 0 | 0
25 | 0 | 0
26 | 0 | 0
27 | 0 | 0
28 | 0 | 0
29 | 0 | 0
30 | 0 | 0
31 | 0 | 0
32 | 0 | 0
33 | 0.0096 | 0.0096
34 | 0.16586 | 0.088265
35 | 0.28163 | 0.1451
36 | 0.28519 | 0.16832
37 | 0.27292 | 0.17248
38 | 0.23718 | 0.14949
39 | 0.18057 | 0.10657
40 | 0.082408 | 0.046507
41 | 0.0008 | 0.0008
42 | 0 | 0
43 | 0 | 0
44 | 0 | 0
45 | 0 | 0
46 | 0 | 0
47 | 0 | 0
48 | 0 | 0
49 | 0 | 0
50 | 0 | 0
51 | 0 | 0
52 | 0 | 0
53 | 0 | 0
54 | 0 | 0
55 | 0 | 0
56 | 0 | 0
57 | 0.0024 | 0.0024
58 | 0.0456 | 0.0456
59 | 0.068 | 0.068
60 | 0.0931 | 0.091988
61 | 0.10802 | 0.10476
62 | 0.095447 | 0.091964
63 | 0.10341 | 0.082218
64 | 0.0312 | 0.0312
65 | 0.0008 | 0.0008
66 | 0 | 0
67 | 0 | 0
68 | 0 | 0
69 | 0 | 0
70 | 0 | 0
71 | 0 | 0
72 | 0 | 0
73 | 0 | 0
74 | 0 | 0
75 | 0 | 0
76 | 0 | 0
77 | 0 | 0
78 | 0 | 0
79 | 0 | 0
80 | 0 | 0
81 | 0.0048 | 0.0048
82 | 0.0304 | 0.0304
83 | 0.0448 | 0.0448
84 | 0.0512 | 0.0512
85 | 0.0704 | 0.0704
86 | 0.0608 | 0.0608
87 | 0.0488 | 0.0488
88 | 0.02 | 0.02
89 | 0.0008 | 0.0008
90 | 0 | 0
91 | 0 | 0
92 | 0 | 0
93 | 0 | 0
94 | 0 | 0
95 | 0 | 0
96 | 0 | 0
97 | 0 | 0
98 | 0 | 0
99 | 0 | 0
100 | 0 | 0
101 | 0 | 0
102 | 0 | 0
103 | 0 | 0
104 | 0 | 0
105 | 0.0072 | 0.0072
106 | 0.086574 | 0.06223
107 | 0.13167 | 0.10534
108 | 0.16772 | 0.13807
109 | 0.16995 | 0.14208
110 | 0.15874 | 0.12686
111 | 0.084482 | 0.077539
112 | 0.0328 | 0.0328
113 | 0.0008 | 0.0008
114 | 0 | 0
115 | 0 | 0
116 | 0 | 0
117 | 0 | 0
118 | 0 | 0
119 | 0 | 0
120 | 0 | 0
121 | 0 | 0
122 | 0 | 0
123 | 0 | 0
124 | 0 | 0
125 | 0 | 0
126 | 0 | 0
127 | 0 | 0
128 | 0 | 0
129 | 0.008 | 0.008
130 | 0.11658 | 0.074908
131 | 0.15702 | 0.11721
132 | 0.21208 | 0.15537
133 | 0.20239 | 0.1587
134 | 0.19934 | 0.14502
135 | 0.15541 | 0.10757
136 | 0.13044 | 0.058811
137 | 0.0008 | 0.0008
138 | 0 | 0
139 | 0 | 0
140 | 0 | 0
141 | 0 | 0
142 | 0 | 0
143 | 0 | 0
144 | 0 | 0
145 | 0 | 0
146 | 0 | 0
147 | 0 | 0
148 | 0 | 0
149 | 0 | 0
150 | 0 | 0
151 | 0 | 0
152 | 0 | 0
153 | 0.012 | 0.012
154 | 0.22727 | 0.11923
155 | 0.45467 | 0.20233
156 | 0.54011 | 0.2552
157 | 0.56042 | 0.26782
158 | 0.51727 | 0.24182
159 | 0.4081 | 0.17632
160 | 0.25284 | 0.085464
161 | 0.0024 | 0.0024
162 | 0 | 0
163 | 0 | 0
164 | 0 | 0
165 | 0 | 0
166 | 0 | 0
167 | 0 | 0
168 | 0 | 0
169 | 0 | 0
170 | 0 | 0
171 | 0 | 0
172 | 0 | 0
173 | 0 | 0
174 | 0 | 0
175 | 0 | 0
176 | 0 | 0
177 | 0.0128 | 0.0128
178 | 0.20673 | 0.10971
179 | 0.42632 | 0.18804
180 | 0.49559 | 0.23303
181 | 0.54276 | 0.25506
182 | 0.4968 | 0.22747
183 | 0.39385 | 0.16755
184 | 0.24539 | 0.084688
185 | 0.0032 | 0.0032
186 | 0 | 0
187 | 0 | 0
188 | 0 | 0
189 | 0 | 0
190 | 0 | 0
191 | 0 | 0
192 | 0 | 0
193 | 0 | 0
194 | 0 | 0
195 | 0 | 0
196 | 0 | 0
197 | 0 | 0
198 | 0 | 0
199 | 0 | 0
200 | 0 | 0
201 | 0.0184 | 0.0184
202 | 0.10797 | 0.070933
203 | 0.15901 | 0.11637
204 | 0.36289 | 0.20703
205 | 0.23103 | 0.1624
206 | 0.0544 | 0.0544
207 | 0.079664 | 0.074351
208 | 0.061368 | 0.044703
209 | 0.0016 | 0.0016
210 | 0 | 0
211 | 0 | 0
212 | 0 | 0
213 | 0 | 0
214 | 0 | 0
215 | 0 | 0
216 | 0 | 0
217 | 0 | 0
218 | 0 | 0
219 | 0 | 0
220 | 0 | 0
221 | 0 | 0
222 | 0 | 0
223 | 0 | 0
224 | 0 | 0
225 | 0.008 | 0.008
226 | 0.15728 | 0.089102
227 | 0.27238 | 0.15158
228 | 0.34147 | 0.19512
229 | 0.34781 | 0.2031
230 | 0.30982 | 0.17935
231 | 0.23408 | 0.12943
232 | 0.11674 | 0.061272
233 | 0.0008 | 0.0008
234 | 0 | 0
235 | 0 | 0
236 | 0 | 0
237 | 0 | 0
238 | 0 | 0
239 | 0 | 0
240 | 0 | 0
241 | 0 | 0
242 | 0 | 0
243 | 0 | 0
244 | 0 | 0
245 | 0 | 0
246 | 0 | 0
247 | 0 | 0
248 | 0 | 0
249 | 0.0024 | 0.0024
250 | 0.0368 | 0.0368
251 | 0.0728 | 0.0728
252 | 0.0808 | 0.0808
253 | 0.0872 | 0.0872
254 | 0.0656 | 0.0656
255 | 0.0432 | 0.0432
256 | 0.0312 | 0.0312
257 | 0.0008 | 0.0008
258 | 0 | 0
259 | 0 | 0
260 | 0 | 0
261 | 0 | 0
262 | 0 | 0
263 | 0 | 0
264 | 0 | 0
265 | 0 | 0
266 | 0 | 0
267 | 0 | 0
268 | 0 | 0
269 | 0 | 0
270 | 0 | 0
271 | 0 | 0
272 | 0 | 0
273 | 0.0024 | 0.0024
274 | 0.0272 | 0.0272
275 | 0.0496 | 0.0496
276 | 0.0584 | 0.0584
277 | 0.0624 | 0.0624
278 | 0.0576 | 0.0576
279 | 0.0424 | 0.0424
280 | 0.0216 | 0.0216
281 | 0.0008 | 0.0008
282 | 0 | 0
283 | 0 | 0
284 | 0 | 0
285 | 0 | 0
286 | 0 | 0
287 | 0 | 0
288 | 0 | 0
289 | 0 | 0
290 | 0 | 0
291 | 0 | 0
292 | 0 | 0
293 | 0 | 0
294 | 0 | 0
295 | 0 | 0
296 | 0 | 0
297 | 0.0032 | 0.0032
298 | 0.02 | 0.02
299 | 0.0336 | 0.0336
300 | 0.0488 | 0.0488
301 | 0.0472 | 0.0472
302 | 0.04 | 0.04
303 | 0.032 | 0.032
304 | 0.0168 | 0.0168
305 | 0.0016 | 0.0016
306 | 0 | 0
307 | 0 | 0
308 | 0 | 0
309 | 0 | 0
310 | 0 | 0
311 | 0 | 0
312 | 0 | 0
313 | 0 | 0
314 | 0 | 0
315 | 0 | 0
316 | 0 | 0
317 | 0 | 0
318 | 0 | 0
319 | 0 | 0
320 | 0 | 0
321 | 0.0024 | 0.0024
322 | 0.0152 | 0.0152
323 | 0.0256 | 0.0256
324 | 0.0336 | 0.0336
325 | 0.0344 | 0.0344
326 | 0.0288 | 0.0288
327 | 0.0224 | 0.0224
328 | 0.0112 | 0.0112
329 | 0.0016 | 0.0016
330 | 0 | 0
331 | 0 | 0
332 | 0 | 0
333 | 0 | 0
334 | 0 | 0
335 | 0 | 0
336 | 0 | 0
337 | 0 | 0
338 | 0 | 0
339 | 0 | 0
340 | 0 | 0
341 | 0 | 0
342 | 0 | 0
343 | 0 | 0
344 | 0 | 0
345 | 0.0032 | 0.0032
346 | 0.0184 | 0.0184
347 | 0.0736 | 0.0736
348 | 0.14063 | 0.12542
349 | 0.28306 | 0.18843
350 | 0.32719 | 0.19121
351 | 0.40986 | 0.21243
352 | 0.20774 | 0.11458
353 | 0.0112 | 0.0112
354 | 0 | 0
355 | 0 | 0
356 | 0 | 0
357 | 0 | 0
358 | 0 | 0
359 | 0 | 0
360 | 0 | 0
361 | 0 | 0
362 | 0 | 0
363 | 0 | 0
364 | 0 | 0
365 | 0 | 0
366 | 0 | 0
367 | 0 | 0
368 | 0 | 0
369 | 0.0032 | 0.0032
370 | 0.0168 | 0.0168
371 | 0.036 | 0.036
372 | 0.0344 | 0.0344
373 | 0.036 | 0.036
374 | 0.33464 | 0.21053
375 | 0.28202 | 0.14744
376 | 0.13196 | 0.08206
377 | 0.0016 | 0.0016
378 | 0 | 0
379 | 0 | 0
380 | 0 | 0
381 | 0 | 0
382 | 0 | 0
383 | 0 | 0
384 | 0 | 0
385 | 0 | 0
386 | 0 | 0
387 | 0 | 0
388 | 0 | 0
389 | 0 | 0
390 | 0 | 0
391 | 0 | 0
392 | 0 | 0
393 | 0.0152 | 0.0152
394 | 0.20333 | 0.11368
395 | 0.23263 | 0.14626
396 | 0.38731 | 0.21712
397 | 0.49631 | 0.25455
398 | 0.47801 | 0.25007
399 | 0.2636 | 0.14761
400 | 0.10976 | 0.074957
401 | 0.0016 | 0.0016
402 | 0 | 0
403 | 0 | 0
404 | 0 | 0
405 | 0 | 0
406 | 0 | 0
407 | 0 | 0
408 | 0 | 0
409 | 0 | 0
410 | 0 | 0
411 | 0 | 0
412 | 0 | 0
413 | 0 | 0
414 | 0 | 0
415 | 0 | 0
416 | 0 | 0
417 | 0.0032 | 0.0032
418 | 0.0112 | 0.0112
419 | 0.0272 | 0.0272
420 | 0.0224 | 0.0224
421 | 0.0232 | 0.0232
422 | 0.41225 | 0.24112
423 | 0.43159 | 0.19837
424 | 0.22097 | 0.12411
425 | 0.012 | 0.012
426 | 0 | 0
427 | 0 | 0
428 | 0 | 0
429 | 0 | 0
430 | 0 | 0
431 | 0 | 0
432 | 0 | 0
433 | 0 | 0
434 | 0 | 0
435 | 0 | 0
436 | 0 | 0
437 | 0 | 0
438 | 0 | 0
439 | 0 | 0
440 | 0 | 0
441 | 0.0184 | 0.0184
442 | 0.21329 | 0.11922
443 | 0.36088 | 0.18202
444 | 0.41806 | 0.22802
445 | 0.52114 | 0.26793
446 | 0.5088 | 0.2488
447 | 0.435 | 0.1983
448 | 0.2162 | 0.11606
449 | 0.0112 | 0.0112
450 | 0 | 0
451 | 0 | 0
452 | 0 | 0
453 | 0 | 0
454 | 0 | 0
455 | 0 | 0
456 | 0 | 0
457 | 0 | 0
458 | 0 | 0
459 | 0 | 0
460 | 0 | 0
461 | 0 | 0
462 | 0 | 0
463 | 0 | 0
464 | 0 | 0
465 | 0.0032 | 0.0032
466 | 0.067933 | 0.060739
467 | 0.0784 | 0.0784
468 | 0.10429 | 0.10238
469 | 0.30456 | 0.20591
470 | 0.4015 | 0.2169
471 | 0.27442 | 0.15552
472 | 0.23078 | 0.13286
473 | 0.0184 | 0.0184
474 | 0 | 0
475 | 0 | 0
476 | 0 | 0
477 | 0 | 0
478 | 0 | 0
479 | 0 | 0
480 | 0 | 0
481 | 0 | 0
482 | 0 | 0
483 | 0 | 0
484 | 0 | 0
485 | 0 | 0
486 | 0 | 0
487 | 0 | 0
488 | 0 | 0
489 | 0.0168 | 0.0168
490 | 0.22009 | 0.12397
491 | 0.42339 | 0.2039
492 | 0.51377 | 0.26399
493 | 0.49633 | 0.2617
494 | 0.4064 | 0.22005
495 | 0.29027 | 0.15857
496 | 0.15257 | 0.088302
497 | 0.0072 | 0.0072
498 | 0 | 0
499 | 0 | 0
500 | 0 | 0
501 | 0 | 0
502 | 0 | 0
503 | 0 | 0
504 | 0 | 0
505 | 0 | 0
506 | 0 | 0
507 | 0 | 0
508 | 0 | 0
509 | 0 | 0
510 | 0 | 0
511 | 0 | 0
512 | 0 | 0
513 | 0.0104 | 0.0104
514 | 0.052 | 0.052
515 | 0.09329 | 0.091176
516 | 0.0952 | 0.0952
517 | 0.0968 | 0.0968
518 | 0.0808 | 0.0808
519 | 0.0664 | 0.0664
520 | 0.0416 | 0.0416
521 | 0.0024 | 0.0024
522 | 0 | 0
523 | 0 | 0
524 | 0 | 0
525 | 0 | 0
526 | 0 | 0
527 | 0 | 0
528 | 0 | 0
529 | 0 | 0
530 | 0 | 0
531 | 0 | 0
532 | 0 | 0
533 | 0 | 0
534 | 0 | 0
535 | 0 | 0
536 | 0 | 0
537 | 0.065846 | 0.038555
538 | 0.13924 | 0.089962
539 | 0.0752 | 0.0752
540 | 0.1523 | 0.13659
541 | 0.29369 | 0.20601
542 | 0.44641 | 0.24864
543 | 0.36595 | 0.19487
544 | 0.1257 | 0.08366
545 | 0.0024 | 0.0024
546 | 0 | 0
547 | 0 | 0
548 | 0 | 0
549 | 0 | 0
550 | 0 | 0
551 | 0 | 0
552 | 0 | 0
553 | 0 | 0
554 | 0 | 0
555 | 0 | 0
556 | 0 | 0
557 | 0 | 0
558 | 0 | 0
559 | 0 | 0
560 | 0 | 0
561 | 0.0104 | 0.0104
562 | 0.0352 | 0.0352
563 | 0.0536 | 0.0536
564 | 0.0624 | 0.0624
565 | 0.064 | 0.064
566 | 0.0648 | 0.0648
567 | 0.048 | 0.048
568 | 0.0264 | 0.0264
569 | 0.0032 | 0.0032
570 | 0 | 0
571 | 0 | 0
572 | 0 | 0
573 | 0 | 0
574 | 0 | 0
575 | 0 | 0
576 | 0 | 0
577 | 0 | 0
578 | 0 | 0
579 | 0 | 0
580 | 0 | 0
581 | 0 | 0
582 | 0 | 0
583 | 0 | 0
584 | 0 | 0
585 | 0.0224 | 0.0224
586 | 0.070307 | 0.066364
587 | 0.10979 | 0.10474
588 | 0.14838 | 0.13664
589 | 0.15362 | 0.14224
590 | 0.14098 | 0.13188
591 | 0.095082 | 0.091964
592 | 0.0496 | 0.0496
593 | 0.0032 | 0.0032
594 | 0 | 0
595 | 0 | 0
596 | 0 | 0
597 | 0 | 0
598 | 0 | 0
599 | 0 | 0
600 | 0 | 0
601 | 0 | 0
602 | 0 | 0
603 | 0 | 0
604 | 0 | 0
605 | 0 | 0
606 | 0 | 0
607 | 0 | 0
608 | 0 | 0
609 | 0.033837 | 0.026435
610 | 0.0288 | 0.0288
611 | 0.044 | 0.044
612 | 0.0992 | 0.0992
613 | 0.0632 | 0.0632
614 | 0.38063 | 0.24294
615 | 0.17978 | 0.13467
616 | 0.10266 | 0.074957
617 | 0.0032 | 0.0032
618 | 0 | 0
619 | 0 | 0
620 | 0 | 0
621 | 0 | 0
622 | 0 | 0
623 | 0 | 0
624 | 0 | 0
625 | 0 | 0
626 | 0 | 0
627 | 0 | 0
628 | 0 | 0
629 | 0 | 0
630 | 0 | 0
631 | 0 | 0
632 | 0 | 0
633 | 0.075332 | 0.039766
634 | 0.14029 | 0.096375
635 | 0.14888 | 0.1245
636 | 0.29766 | 0.20755
637 | 0.18363 | 0.15722
638 | 0.39967 | 0.24751
639 | 0.18544 | 0.1362
640 | 0.067452 | 0.060739
641 | 0.0048 | 0.0048
642 | 0 | 0
643 | 0 | 0
644 | 0 | 0
645 | 0 | 0
646 | 0 | 0
647 | 0 | 0
648 | 0 | 0
649 | 0 | 0
650 | 0 | 0
651 | 0 | 0
652 | 0 | 0
653 | 0 | 0
654 | 0 | 0
655 | 0 | 0
656 | 0 | 0
657 | 0.0056 | 0.0056
658 | 0.0232 | 0.0232
659 | 0.0368 | 0.0368
660 | 0.0464 | 0.0464
661 | 0.028 | 0.028
662 | 0.25866 | 0.18782
663 | 0.17921 | 0.14356
664 | 0.12815 | 0.086011
665 | 0.0072 | 0.0072
666 | 0 | 0
667 | 0 | 0
668 | 0 | 0
669 | 0 | 0
670 | 0 | 0
671 | 0 | 0
672 | 0 | 0
673 | 0 | 0
674 | 0 | 0
675 | 0 | 0
676 | 0 | 0
677 | 0 | 0
678 | 0 | 0
679 | 0 | 0
680 | 0 | 0
681 | 0.0112 | 0.0112
682 | 0.0256 | 0.0256
683 | 0.0632 | 0.0632
684 | 0.0752 | 0.0752
685 | 0.0688 | 0.0688
686 | 0.0744 | 0.0744
687 | 0.06 | 0.06
688 | 0.0352 | 0.0352
689 | 0.0064 | 0.0064
690 | 0 | 0
691 | 0 | 0
692 | 0 | 0
693 | 0 | 0
694 | 0 | 0
695 | 0 | 0
696 | 0 | 0
697 | 0 | 0
698 | 0 | 0
699 | 0 | 0
700 | 0 | 0
701 | 0 | 0
702 | 0 | 0
703 | 0 | 0
704 | 0 | 0
705 | 0.11258 | 0.05753
706 | 0.28659 | 0.14091
707 | 0.43581 | 0.22525
708 | 0.50643 | 0.27343
709 | 0.50587 | 0.28227
710 | 0.4971 | 0.26791
711 | 0.36815 | 0.19944
712 | 0.20763 | 0.11106
713 | 0.068534 | 0.03875
714 | 0 | 0
715 | 0 | 0
716 | 0 | 0
717 | 0 | 0
718 | 0 | 0
719 | 0 | 0
720 | 0 | 0
721 | 0 | 0
722 | 0 | 0
723 | 0 | 0
724 | 0 | 0
725 | 0 | 0
726 | 0 | 0
727 | 0 | 0
728 | 0 | 0
729 | 0.068414 | 0.042141
730 | 0.19741 | 0.11837
731 | 0.17935 | 0.1419
732 | 0.37272 | 0.2437
733 | 0.2315 | 0.18652
734 | 0.1024 | 0.1024
735 | 0.11538 | 0.1079
736 | 0.0288 | 0.0288
737 | 0.004 | 0.004
738 | 0 | 0
739 | 0 | 0
740 | 0 | 0
741 | 0 | 0
742 | 0 | 0
743 | 0 | 0
744 | 0 | 0
745 | 0 | 0
746 | 0 | 0
747 | 0 | 0
748 | 0 | 0
749 | 0 | 0
750 | 0 | 0
751 | 0 | 0
752 | 0 | 0
753 | 0.008 | 0.008
754 | 0.0208 | 0.0208
755 | 0.032 | 0.032
756 | 0.0376 | 0.0376
757 | 0.04 | 0.04
758 | 0.0392 | 0.0392
759 | 0.0304 | 0.0304
760 | 0.0184 | 0.0184
761 | 0.0064 | 0.0064
762 | 0 | 0
763 | 0 | 0
764 | 0 | 0
765 | 0 | 0
766 | 0 | 0
767 | 0 | 0
768 | 0 | 0
769 | 0 | 0
770 | 0 | 0
771 | 0 | 0
772 | 0 | 0
773 | 0 | 0
774 | 0 | 0
775 | 0 | 0
776 | 0.0008 | 0.0008
777 | 0.095766 | 0.050279
778 | 0.1892 | 0.12247
779 | 0.0856 | 0.0856
780 | 0.13356 | 0.12954
781 | 0.12074 | 0.11918
782 | 0.1999 | 0.16914
783 | 0.18811 | 0.14583
784 | 0.0168 | 0.0168
785 | 0.0104 | 0.0104
786 | 0 | 0
787 | 0 | 0
788 | 0 | 0
789 | 0 | 0
790 | 0 | 0
791 | 0 | 0
792 | 0 | 0
793 | 0 | 0
794 | 0 | 0
795 | 0 | 0
796 | 0 | 0
797 | 0 | 0
798 | 0 | 0
799 | 0 | 0
800 | 0.0016 | 0.0016
801 | 0.092254 | 0.057324
802 | 0.17197 | 0.11456
803 | 0.4041 | 0.24174
804 | 0.33024 | 0.23291
805 | 0.0776 | 0.0776
806 | 0.0312 | 0.0312
807 | 0.032 | 0.032
808 | 0.0536 | 0.0536
809 | 0.0248 | 0.0248
810 | 0 | 0
811 | 0 | 0
812 | 0 | 0
813 | 0 | 0
814 | 0 | 0
815 | 0 | 0
816 | 0 | 0
817 | 0 | 0
818 | 0 | 0
819 | 0 | 0
820 | 0 | 0
821 | 0 | 0
822 | 0 | 0
823 | 0 | 0
824 | 0 | 0
825 | 0.028 | 0.028
826 | 0.11203 | 0.095006
827 | 0.15862 | 0.13892
828 | 0.14213 | 0.1359
829 | 0.1072 | 0.1072
830 | 0.0504 | 0.0504
831 | 0.0368 | 0.0368
832 | 0.0304 | 0.0304
833 | 0.0128 | 0.0128
834 | 0 | 0
835 | 0 | 0
836 | 0 | 0
837 | 0 | 0
838 | 0 | 0
839 | 0 | 0
840 | 0 | 0
841 | 0 | 0
842 | 0 | 0
843 | 0 | 0
844 | 0 | 0
845 | 0 | 0
846 | 0 | 0
847 | 0 | 0
848 | 0 | 0
849 | 0.0192 | 0.0192
850 | 0.0568 | 0.0568
851 | 0.092 | 0.092
852 | 0.0616 | 0.0616
853 | 0.23644 | 0.19533
854 | 0.24093 | 0.19853
855 | 0.2723 | 0.18516
856 | 0.23396 | 0.13407
857 | 0.13645 | 0.074203
858 | 0.0008 | 0.0008
859 | 0 | 0
860 | 0 | 0
861 | 0 | 0
862 | 0 | 0
863 | 0 | 0
864 | 0 | 0
865 | 0 | 0
866 | 0 | 0
867 | 0 | 0
868 | 0 | 0
869 | 0 | 0
870 | 0 | 0
871 | 0 | 0
872 | 0 | 0
873 | 0.0064 | 0.0064
874 | 0.0152 | 0.0152
875 | 0.0224 | 0.0224
876 | 0.0328 | 0.0328
877 | 0.0328 | 0.0328
878 | 0.32794 | 0.23613
879 | 0.27073 | 0.18516
880 | 0.18823 | 0.1192
881 | 0.085813 | 0.048558
882 | 0 | 0
883 | 0 | 0
884 | 0 | 0
885 | 0 | 0
886 | 0 | 0
887 | 0 | 0
888 | 0 | 0
889 | 0 | 0
890 | 0 | 0
891 | 0 | 0
892 | 0 | 0
893 | 0 | 0
894 | 0 | 0
895 | 0 | 0
896 | 0 | 0
897 | 0.0128 | 0.0128
898 | 0.0336 | 0.0336
899 | 0.0528 | 0.0528
900 | 0.0704 | 0.0704
901 | 0.0728 | 0.0728
902 | 0.0744 | 0.0744
903 | 0.052 | 0.052
904 | 0.0336 | 0.0336
905 | 0.0152 | 0.0152
906 | 0 | 0
907 | 0 | 0
908 | 0 | 0
909 | 0 | 0
910 | 0 | 0
911 | 0 | 0
912 | 0 | 0
913 | 0 | 0
914 | 0 | 0
915 | 0 | 0
916 | 0 | 0
917 | 0 | 0
918 | 0 | 0
919 | 0 | 0
920 | 0.0008 | 0.0008
921 | 0.0064 | 0.0064
922 | 0.0152 | 0.0152
923 | 0.0232 | 0.0232
924 | 0.028 | 0.028
925 | 0.0296 | 0.0296
926 | 0.30691 | 0.22749
927 | 0.23491 | 0.18485
928 | 0.16021 | 0.1195
929 | 0.078706 | 0.049004
930 | 0 | 0
931 | 0 | 0
932 | 0 | 0
933 | 0 | 0
934 | 0 | 0
935 | 0 | 0
936 | 0 | 0
937 | 0 | 0
938 | 0 | 0
939 | 0 | 0
940 | 0 | 0
941 | 0 | 0
942 | 0 | 0
943 | 0 | 0
944 | 0.0008 | 0.0008
945 | 0.039926 | 0.038422
946 | 0.098403 | 0.092727
947 | 0.16493 | 0.14773
948 | 0.19826 | 0.17887
949 | 0.20129 | 0.1837
950 | 0.17476 | 0.16463
951 | 0.13821 | 0.13028
952 | 0.1018 | 0.091066
953 | 0.039328 | 0.036157
954 | 0 | 0
955 | 0 | 0
956 | 0 | 0
957 | 0 | 0
958 | 0 | 0
959 | 0 | 0
960 | 0 | 0
961 | 0 | 0
962 | 0 | 0
963 | 0 | 0
964 | 0 | 0
965 | 0 | 0
966 | 0 | 0
967 | 0 | 0
968 | 0.0016 | 0.0016
969 | 0.17641 | 0.082524
970 | 0.36708 | 0.18885
971 | 0.49044 | 0.27092
972 | 0.59113 | 0.33235
973 | 0.62376 | 0.35611
974 | 0.57188 | 0.32458
975 | 0.46319 | 0.25759
976 | 0.33357 | 0.17153
977 | 0.1503 | 0.075036
978 | 0.0008 | 0.0008
979 | 0 | 0
980 | 0 | 0
981 | 0 | 0
982 | 0 | 0
983 | 0 | 0
984 | 0 | 0
985 | 0 | 0
986 | 0 | 0
987 | 0 | 0
988 | 0 | 0
989 | 0 | 0
990 | 0 | 0
991 | 0 | 0
992 | 0.0016 | 0.0016
993 | 0.15441 | 0.07755
994 | 0.30712 | 0.17179
995 | 0.42959 | 0.25397
996 | 0.52161 | 0.31072
997 | 0.55704 | 0.33198
998 | 0.56022 | 0.32228
999 | 0.4481 | 0.25614
1000 | 0.32294 | 0.17324
1001 | 0.16433 | 0.086568
1002 | 0.0024 | 0.0024
1003 | 0 | 0
1004 | 0 | 0
1005 | 0 | 0
1006 | 0 | 0
1007 | 0 | 0
1008 | 0 | 0
1009 | 0 | 0
1010 | 0 | 0
1011 | 0 | 0
1012 | 0 | 0
1013 | 0 | 0
1014 | 0 | 0
1015 | 0 | 0
1016 | 0.0024 | 0.0024
1017 | 0.1573 | 0.079416
1018 | 0.3293 | 0.18117
1019 | 0.47384 | 0.27026
1020 | 0.50958 | 0.31006
1021 | 0.52735 | 0.32432
1022 | 0.51121 | 0.30841
1023 | 0.44854 | 0.25933
1024 | 0.31124 | 0.17172
1025 | 0.13988 | 0.071889
1026 | 0.0008 | 0.0008
1027 | 0 | 0
1028 | 0 | 0
1029 | 0 | 0
1030 | 0 | 0
1031 | 0 | 0
1032 | 0 | 0
1033 | 0 | 0
1034 | 0 | 0
1035 | 0 | 0
1036 | 0 | 0
1037 | 0 | 0
1038 | 0 | 0
1039 | 0 | 0
1040 | 0.0016 | 0.0016
1041 | 0.056106 | 0.049539
1042 | 0.11577 | 0.10545
1043 | 0.17239 | 0.15572
1044 | 0.18594 | 0.17582
1045 | 0.20821 | 0.1917
1046 | 0.18049 | 0.17103
1047 | 0.17021 | 0.15332
1048 | 0.1162 | 0.10302
1049 | 0.054121 | 0.047274
1050 | 0.0008 | 0.0008
1051 | 0 | 0
1052 | 0 | 0
1053 | 0 | 0
1054 | 0 | 0
1055 | 0 | 0
1056 | 0 | 0
1057 | 0 | 0
1058 | 0 | 0
1059 | 0 | 0
1060 | 0 | 0
1061 | 0 | 0
1062 | 0 | 0
1063 | 0 | 0
1064 | 0.0008 | 0.0008
1065 | 0.0224 | 0.0224
1066 | 0.0536 | 0.0536
1067 | 0.0776 | 0.0776
1068 | 0.1 | 0.1
1069 | 0.0848 | 0.0848
1070 | 0.0616 | 0.0616
1071 | 0.0792 | 0.0792
1072 | 0.0584 | 0.0584
1073 | 0.0312 | 0.0312
1074 | 0.0016 | 0.0016
1075 | 0 | 0
1076 | 0 | 0
1077 | 0 | 0
1078 | 0 | 0
1079 | 0 | 0
1080 | 0 | 0
1081 | 0 | 0
1082 | 0 | 0
1083 | 0 | 0
1084 | 0 | 0
1085 | 0 | 0
1086 | 0 | 0
1087 | 0 | 0
1088 | 0.0008 | 0.0008
1089 | 0.04 | 0.04
1090 | 0.29856 | 0.19202
1091 | 0.32776 | 0.23193
1092 | 0.26701 | 0.22074
1093 | 0.13405 | 0.13278
1094 | 0.17462 | 0.16217
1095 | 0.30327 | 0.2218
1096 | 0.11721 | 0.10381
1097 | 0.17023 | 0.10523
1098 | 0.0056 | 0.0056
1099 | 0 | 0
1100 | 0 | 0
1101 | 0 | 0
1102 | 0 | 0
1103 | 0 | 0
1104 | 0 | 0
1105 | 0 | 0
1106 | 0 | 0
1107 | 0 | 0
1108 | 0 | 0
1109 | 0 | 0
1110 | 0 | 0
1111 | 0 | 0
1112 | 0.0016 | 0.0016
1113 | 0.0088 | 0.0088
1114 | 0.0184 | 0.0184
1115 | 0.0264 | 0.0264
1116 | 0.0344 | 0.0344
1117 | 0.0376 | 0.0376
1118 | 0.32592 | 0.25139
1119 | 0.25429 | 0.20717
1120 | 0.18834 | 0.14496
1121 | 0.10771 | 0.068411
1122 | 0.0024 | 0.0024
1123 | 0 | 0
1124 | 0 | 0
1125 | 0 | 0
1126 | 0 | 0
1127 | 0 | 0
1128 | 0 | 0
1129 | 0 | 0
1130 | 0 | 0
1131 | 0 | 0
1132 | 0 | 0
1133 | 0 | 0
1134 | 0 | 0
1135 | 0 | 0
1136 | 0.0016 | 0.0016
1137 | 0.097832 | 0.070908
1138 | 0.16302 | 0.13639
1139 | 0.26874 | 0.21666
1140 | 0.37651 | 0.27321
1141 | 0.39856 | 0.29231
1142 | 0.37192 | 0.27004
1143 | 0.26736 | 0.21425
1144 | 0.15556 | 0.13001
1145 | 0.081149 | 0.06463
1146 | 0.0032 | 0.0032
1147 | 0 | 0
1148 | 0 | 0
1149 | 0 | 0
1150 | 0 | 0
1151 | 0 | 0
1152 | 0 | 0
1153 | 0 | 0
1154 | 0 | 0
1155 | 0 | 0
1156 | 0 | 0
1157 | 0 | 0
1158 | 0 | 0
1159 | 0 | 0
1160 | 0.0048 | 0.0048
1161 | 0.1452 | 0.095441
1162 | 0.33579 | 0.19862
1163 | 0.4353 | 0.27465
1164 | 0.46588 | 0.31137
1165 | 0.46728 | 0.32353
1166 | 0.43123 | 0.29656
1167 | 0.3431 | 0.23727
1168 | 0.23312 | 0.15883
1169 | 0.10669 | 0.071623
1170 | 0.0008 | 0.0008
1171 | 0 | 0
1172 | 0 | 0
1173 | 0 | 0
1174 | 0 | 0
1175 | 0 | 0
1176 | 0 | 0
1177 | 0 | 0
1178 | 0 | 0
1179 | 0 | 0
1180 | 0 | 0
1181 | 0 | 0
1182 | 0 | 0
1183 | 0 | 0
1184 | 0.0016 | 0.0016
1185 | 0.0472 | 0.0472
1186 | 0.091931 | 0.091188
1187 | 0.0888 | 0.0888
1188 | 0.0984 | 0.0984
1189 | 0.17087 | 0.16549
1190 | 0.26155 | 0.22487
1191 | 0.33707 | 0.2455
1192 | 0.40929 | 0.25268
1193 | 0.18515 | 0.11685
1194 | 0.0064 | 0.0064
1195 | 0 | 0
1196 | 0 | 0
1197 | 0 | 0
1198 | 0 | 0
1199 | 0 | 0
1200 | 0 | 0
1201 | 0 | 0
1202 | 0 | 0
1203 | 0 | 0
1204 | 0 | 0
1205 | 0 | 0
1206 | 0 | 0
1207 | 0 | 0
1208 | 0.0064 | 0.0064
1209 | 0.17517 | 0.11446
1210 | 0.3873 | 0.22285
1211 | 0.53641 | 0.31662
1212 | 0.62616 | 0.37653
1213 | 0.65815 | 0.39702
1214 | 0.63277 | 0.37806
1215 | 0.5444 | 0.31812
1216 | 0.38984 | 0.22042
1217 | 0.16758 | 0.10892
1218 | 0.0056 | 0.0056
1219 | 0 | 0
1220 | 0 | 0
1221 | 0 | 0
1222 | 0 | 0
1223 | 0 | 0
1224 | 0 | 0
1225 | 0 | 0
1226 | 0 | 0
1227 | 0 | 0
1228 | 0 | 0
1229 | 0 | 0
1230 | 0 | 0
1231 | 0 | 0
1232 | 0.0016 | 0.0016
1233 | 0.17454 | 0.11606
1234 | 0.40937 | 0.25088
1235 | 0.41421 | 0.28222
1236 | 0.42527 | 0.30552
1237 | 0.42359 | 0.30961
1238 | 0.32479 | 0.26926
1239 | 0.32223 | 0.23675
1240 | 0.30157 | 0.19013
1241 | 0.11921 | 0.085999
1242 | 0.0024 | 0.0024
1243 | 0 | 0
1244 | 0 | 0
1245 | 0 | 0
1246 | 0 | 0
1247 | 0 | 0
1248 | 0 | 0
1249 | 0 | 0
1250 | 0 | 0
1251 | 0 | 0
1252 | 0 | 0
1253 | 0 | 0
1254 | 0 | 0
1255 | 0 | 0
1256 | 0.004 | 0.004
1257 | 0.05943 | 0.057576
1258 | 0.11152 | 0.10875
1259 | 0.1564 | 0.15028
1260 | 0.1917 | 0.18302
1261 | 0.20114 | 0.19262
1262 | 0.18878 | 0.18063
1263 | 0.16787 | 0.15984
1264 | 0.10678 | 0.10395
1265 | 0.0464 | 0.0464
1266 | 0.0016 | 0.0016
1267 | 0 | 0
1268 | 0 | 0
1269 | 0 | 0
1270 | 0 | 0
1271 | 0 | 0
1272 | 0 | 0
1273 | 0 | 0
1274 | 0 | 0
1275 | 0 | 0
1276 | 0 | 0
1277 | 0 | 0
1278 | 0 | 0
1279 | 0 | 0
1280 | 0.0096 | 0.0096
1281 | 0.17229 | 0.11847
1282 | 0.31923 | 0.20597
1283 | 0.45273 | 0.2952
1284 | 0.4958 | 0.33905
1285 | 0.60197 | 0.38571
1286 | 0.57683 | 0.36509
1287 | 0.46253 | 0.29913
1288 | 0.39442 | 0.23477
1289 | 0.18506 | 0.12159
1290 | 0.0112 | 0.0112
1291 | 0 | 0
1292 | 0 | 0
1293 | 0 | 0
1294 | 0 | 0
1295 | 0 | 0
1296 | 0 | 0
1297 | 0 | 0
1298 | 0 | 0
1299 | 0 | 0
1300 | 0 | 0
1301 | 0 | 0
1302 | 0 | 0
1303 | 0 | 0
1304 | 0.0104 | 0.0104
1305 | 0.18297 | 0.12479
1306 | 0.39859 | 0.23786
1307 | 0.55311 | 0.33633
1308 | 0.64306 | 0.39624
1309 | 0.63474 | 0.40206
1310 | 0.57676 | 0.3691
1311 | 0.50772 | 0.31526
1312 | 0.3395 | 0.21209
1313 | 0.15254 | 0.10577
1314 | 0.0064 | 0.0064
1315 | 0 | 0
1316 | 0 | 0
1317 | 0 | 0
1318 | 0 | 0
1319 | 0 | 0
1320 | 0 | 0
1321 | 0 | 0
1322 | 0 | 0
1323 | 0 | 0
1324 | 0 | 0
1325 | 0 | 0
1326 | 0 | 0
1327 | 0 | 0
1328 | 0.0104 | 0.0104
1329 | 0.18038 | 0.1256
1330 | 0.36944 | 0.23097
1331 | 0.42912 | 0.29232
1332 | 0.51449 | 0.34914
1333 | 0.58284 | 0.38515
1334 | 0.56417 | 0.36766
1335 | 0.41805 | 0.2844
1336 | 0.31583 | 0.20515
1337 | 0.12955 | 0.093902
1338 | 0.0056 | 0.0056
1339 | 0 | 0
1340 | 0 | 0
1341 | 0 | 0
1342 | 0 | 0
1343 | 0 | 0
1344 | 0 | 0
1345 | 0 | 0
1346 | 0 | 0
1347 | 0 | 0
1348 | 0 | 0
1349 | 0 | 0
1350 | 0 | 0
1351 | 0 | 0
1352 | 0.0152 | 0.0152
1353 | 0.18513 | 0.12874
1354 | 0.33714 | 0.22095
1355 | 0.40653 | 0.28786
1356 | 0.41162 | 0.3097
1357 | 0.41084 | 0.31706
1358 | 0.50365 | 0.34852
1359 | 0.41959 | 0.28759
1360 | 0.2664 | 0.19138
1361 | 0.094112 | 0.077357
1362 | 0.0024 | 0.0024
1363 | 0 | 0
1364 | 0 | 0
1365 | 0 | 0
1366 | 0 | 0
1367 | 0 | 0
1368 | 0 | 0
1369 | 0 | 0
1370 | 0 | 0
1371 | 0 | 0
1372 | 0 | 0
1373 | 0 | 0
1374 | 0 | 0
1375 | 0 | 0
1376 | 0.0104 | 0.0104
1377 | 0.15686 | 0.11372
1378 | 0.32931 | 0.22105
1379 | 0.43336 | 0.30274
1380 | 0.50651 | 0.35574
1381 | 0.50242 | 0.35907
1382 | 0.4413 | 0.32371
1383 | 0.38167 | 0.27448
1384 | 0.2456 | 0.18277
1385 | 0.13913 | 0.10103
1386 | 0.0024 | 0.0024
1387 | 0 | 0
1388 | 0 | 0
1389 | 0 | 0
1390 | 0 | 0
1391 | 0 | 0
1392 | 0 | 0
1393 | 0 | 0
1394 | 0 | 0
1395 | 0 | 0
1396 | 0 | 0
1397 | 0 | 0
1398 | 0 | 0
1399 | 0 | 0
1400 | 0.0032 | 0.0032
1401 | 0.012 | 0.012
1402 | 0.0232 | 0.0232
1403 | 0.0288 | 0.0288
1404 | 0.0336 | 0.0336
1405 | 0.076 | 0.076
1406 | 0.49299 | 0.35929
1407 | 0.47514 | 0.32467
1408 | 0.40744 | 0.27495
1409 | 0.078093 | 0.071091
1410 | 0.0032 | 0.0032
1411 | 0 | 0
1412 | 0 | 0
1413 | 0 | 0
1414 | 0 | 0
1415 | 0 | 0
1416 | 0 | 0
1417 | 0 | 0
1418 | 0 | 0
1419 | 0 | 0
1420 | 0 | 0
1421 | 0 | 0
1422 | 0 | 0
1423 | 0 | 0
1424 | 0.0032 | 0.0032
1425 | 0.0128 | 0.0128
1426 | 0.0224 | 0.0224
1427 | 0.0312 | 0.0312
1428 | 0.036 | 0.036
1429 | 0.0376 | 0.0376
1430 | 0.0352 | 0.0352
1431 | 0.0296 | 0.0296
1432 | 0.0216 | 0.0216
1433 | 0.0112 | 0.0112
1434 | 0.0024 | 0.0024
1435 | 0 | 0
1436 | 0 | 0
1437 | 0 | 0
1438 | 0 | 0
1439 | 0 | 0
1440 | 0 | 0
1441 | 0 | 0
1442 | 0 | 0
1443 | 0 | 0
1444 | 0 | 0
1445 | 0 | 0
1446 | 0 | 0
1447 | 0 | 0
1448 | 0.0112 | 0.0112
1449 | 0.068676 | 0.067988
1450 | 0.1 | 0.1
1451 | 0.1184 | 0.1184
1452 | 0.19069 | 0.18465
1453 | 0.14977 | 0.14878
1454 | 0.0888 | 0.0888
1455 | 0.056 | 0.056
1456 | 0.0904 | 0.0904
1457 | 0.0384 | 0.0384
1458 | 0.0032 | 0.0032
1459 | 0 | 0
1460 | 0 | 0
1461 | 0 | 0
1462 | 0 | 0
1463 | 0 | 0
1464 | 0 | 0
1465 | 0 | 0
1466 | 0 | 0
1467 | 0 | 0
1468 | 0 | 0
1469 | 0 | 0
1470 | 0 | 0
1471 | 0 | 0
1472 | 0.0208 | 0.0208
1473 | 0.092968 | 0.086278
1474 | 0.1275 | 0.12474
1475 | 0.1508 | 0.14875
1476 | 0.1997 | 0.19427
1477 | 0.19422 | 0.1903
1478 | 0.1296 | 0.1296
1479 | 0.1277 | 0.12719
1480 | 0.0968 | 0.0968
1481 | 0.0576 | 0.0576
1482 | 0.0032 | 0.0032
1483 | 0 | 0
1484 | 0 | 0
1485 | 0 | 0
1486 | 0 | 0
1487 | 0 | 0
1488 | 0 | 0
1489 | 0 | 0
1490 | 0 | 0
1491 | 0 | 0
1492 | 0 | 0
1493 | 0 | 0
1494 | 0 | 0
1495 | 0 | 0
1496 | 0.040774 | 0.034975
1497 | 0.25007 | 0.16561
1498 | 0.4608 | 0.3225
1499 | 0.33137 | 0.26889
1500 | 0.32351 | 0.28134
1501 | 0.47046 | 0.36862
1502 | 0.1296 | 0.1296
1503 | 0.23569 | 0.20978
1504 | 0.1262 | 0.12068
1505 | 0.0152 | 0.0152
1506 | 0.0032 | 0.0032
1507 | 0 | 0
1508 | 0 | 0
1509 | 0 | 0
1510 | 0 | 0
1511 | 0 | 0
1512 | 0 | 0
1513 | 0 | 0
1514 | 0 | 0
1515 | 0 | 0
1516 | 0 | 0
1517 | 0 | 0
1518 | 0 | 0
1519 | 0 | 0
1520 | 0.046511 | 0.041023
1521 | 0.0648 | 0.0648
1522 | 0.0976 | 0.0976
1523 | 0.1248 | 0.1248
1524 | 0.39244 | 0.31975
1525 | 0.7184 | 0.50983
1526 | 0.53931 | 0.39308
1527 | 0.24379 | 0.21531
1528 | 0.0224 | 0.0224
1529 | 0.012 | 0.012
1530 | 0.0032 | 0.0032
1531 | 0 | 0
1532 | 0 | 0
1533 | 0 | 0
1534 | 0 | 0
1535 | 0 | 0
1536 | 0 | 0
1537 | 0 | 0
1538 | 0 | 0
1539 | 0 | 0
1540 | 0 | 0
1541 | 0 | 0
1542 | 0 | 0
1543 | 0 | 0
1544 | 0.0232 | 0.0232
1545 | 0.0664 | 0.0664
1546 | 0.1064 | 0.1064
1547 | 0.14462 | 0.14316
1548 | 0.14057 | 0.13916
1549 | 0.16581 | 0.16395
1550 | 0.16549 | 0.16314
1551 | 0.14142 | 0.13996
1552 | 0.0976 | 0.0976
1553 | 0.0568 | 0.0568
1554 | 0.004 | 0.004
1555 | 0 | 0
1556 | 0 | 0
1557 | 0 | 0
1558 | 0 | 0
1559 | 0 | 0
1560 | 0 | 0
1561 | 0 | 0
1562 | 0 | 0
1563 | 0 | 0
1564 | 0 | 0
1565 | 0 | 0
1566 | 0 | 0
1567 | 0 | 0
1568 | 0.0056 | 0.0056
1569 | 0.0152 | 0.0152
1570 | 0.032 | 0.032
1571 | 0.0408 | 0.0408
1572 | 0.0448 | 0.0448
1573 | 0.0416 | 0.0416
1574 | 0.41721 | 0.33956
1575 | 0.3707 | 0.28995
1576 | 0.2838 | 0.21681
1577 | 0.16165 | 0.12486
1578 | 0.0184 | 0.0184
1579 | 0 | 0
1580 | 0 | 0
1581 | 0 | 0
1582 | 0 | 0
1583 | 0 | 0
1584 | 0 | 0
1585 | 0 | 0
1586 | 0 | 0
1587 | 0 | 0
1588 | 0 | 0
1589 | 0 | 0
1590 | 0 | 0
1591 | 0 | 0
1592 | 0.0112 | 0.0112
1593 | 0.0336 | 0.0336
1594 | 0.0528 | 0.0528
1595 | 0.0744 | 0.0744
1596 | 0.0832 | 0.0832
1597 | 0.092 | 0.092
1598 | 0.0832 | 0.0832
1599 | 0.072 | 0.072
1600 | 0.0544 | 0.0544
1601 | 0.0304 | 0.0304
1602 | 0.008 | 0.008
1603 | 0 | 0
1604 | 0 | 0
1605 | 0 | 0
1606 | 0 | 0
1607 | 0 | 0
1608 | 0 | 0
1609 | 0 | 0
1610 | 0 | 0
1611 | 0 | 0
1612 | 0 | 0
1613 | 0 | 0
1614 | 0 | 0
1615 | 0.0016 | 0.0016
1616 | 0.058198 | 0.051783
1617 | 0.0584 | 0.0584
1618 | 0.27541 | 0.22349
1619 | 0.59987 | 0.42907
1620 | 0.65725 | 0.46104
1621 | 0.49724 | 0.3882
1622 | 0.38574 | 0.32556
1623 | 0.22616 | 0.20915
1624 | 0.16779 | 0.15652
1625 | 0.1353 | 0.11313
1626 | 0.048139 | 0.040361
1627 | 0 | 0
1628 | 0 | 0
1629 | 0 | 0
1630 | 0 | 0
1631 | 0 | 0
1632 | 0 | 0
1633 | 0 | 0
1634 | 0 | 0
1635 | 0 | 0
1636 | 0 | 0
1637 | 0 | 0
1638 | 0 | 0
1639 | 0 | 0
1640 | 0.083609 | 0.063709
1641 | 0.20982 | 0.15801
1642 | 0.33072 | 0.25237
1643 | 0.40839 | 0.32001
1644 | 0.46445 | 0.36524
1645 | 0.48066 | 0.37874
1646 | 0.45687 | 0.35888
1647 | 0.39516 | 0.30887
1648 | 0.30145 | 0.23101
1649 | 0.19349 | 0.13961
1650 | 0.060327 | 0.050116
1651 | 0 | 0
1652 | 0 | 0
1653 | 0 | 0
1654 | 0 | 0
1655 | 0 | 0
1656 | 0 | 0
1657 | 0 | 0
1658 | 0 | 0
1659 | 0 | 0
1660 | 0 | 0
1661 | 0 | 0
1662 | 0 | 0
1663 | 0.0016 | 0.0016
1664 | 0.040567 | 0.039378
1665 | 0.2162 | 0.16682
1666 | 0.27159 | 0.22763
1667 | 0.45509 | 0.34494
1668 | 0.52534 | 0.39964
1669 | 0.31866 | 0.28628
1670 | 0.29515 | 0.26639
1671 | 0.128 | 0.128
1672 | 0.0424 | 0.0424
1673 | 0.0144 | 0.0144
1674 | 0.0048 | 0.0048
1675 | 0 | 0
1676 | 0 | 0
1677 | 0 | 0
1678 | 0 | 0
1679 | 0 | 0
1680 | 0 | 0
1681 | 0 | 0
1682 | 0 | 0
1683 | 0 | 0
1684 | 0 | 0
1685 | 0 | 0
1686 | 0 | 0
1687 | 0.0008 | 0.0008
1688 | 0.12666 | 0.087917
1689 | 0.3096 | 0.20545
1690 | 0.49152 | 0.32839
1691 | 0.6284 | 0.4238
1692 | 0.71305 | 0.48296
1693 | 0.73281 | 0.49798
1694 | 0.69102 | 0.46882
1695 | 0.59793 | 0.40333
1696 | 0.44054 | 0.29696
1697 | 0.26691 | 0.17705
1698 | 0.087167 | 0.068258
1699 | 0 | 0
1700 | 0 | 0
1701 | 0 | 0
1702 | 0 | 0
1703 | 0 | 0
1704 | 0 | 0
1705 | 0 | 0
1706 | 0 | 0
1707 | 0 | 0
1708 | 0 | 0
1709 | 0 | 0
1710 | 0 | 0
1711 | 0.0024 | 0.0024
1712 | 0.062651 | 0.055079
1713 | 0.0824 | 0.0824
1714 | 0.14656 | 0.14393
1715 | 0.15002 | 0.14876
1716 | 0.0872 | 0.0872
1717 | 0.18159 | 0.17913
1718 | 0.17481 | 0.17274
1719 | 0.15205 | 0.15035
1720 | 0.0432 | 0.0432
1721 | 0.0656 | 0.0656
1722 | 0.038616 | 0.03624
1723 | 0 | 0
1724 | 0 | 0
1725 | 0 | 0
1726 | 0 | 0
1727 | 0 | 0
1728 | 0 | 0
1729 | 0 | 0
1730 | 0 | 0
1731 | 0 | 0
1732 | 0 | 0
1733 | 0 | 0
1734 | 0 | 0
1735 | 0.0016 | 0.0016
1736 | 0.11955 | 0.086832
1737 | 0.27508 | 0.1955
1738 | 0.40945 | 0.2968
1739 | 0.55692 | 0.39771
1740 | 0.62797 | 0.44988
1741 | 0.64237 | 0.46424
1742 | 0.5694 | 0.4187
1743 | 0.51407 | 0.36936
1744 | 0.35507 | 0.26547
1745 | 0.19368 | 0.14761
1746 | 0.054994 | 0.047219
1747 | 0 | 0
1748 | 0 | 0
1749 | 0 | 0
1750 | 0 | 0
1751 | 0 | 0
1752 | 0 | 0
1753 | 0 | 0
1754 | 0 | 0
1755 | 0 | 0
1756 | 0 | 0
1757 | 0 | 0
1758 | 0 | 0
1759 | 0.0008 | 0.0008
1760 | 0.0384 | 0.0384
1761 | 0.10253 | 0.10075
1762 | 0.1104 | 0.1104
1763 | 0.2055 | 0.20065
1764 | 0.23969 | 0.23011
1765 | 0.1208 | 0.1208
1766 | 0.23598 | 0.22197
1767 | 0.30782 | 0.26925
1768 | 0.43765 | 0.32309
1769 | 0.31605 | 0.21736
1770 | 0.11233 | 0.087447
1771 | 0.0024 | 0.0024
1772 | 0 | 0
1773 | 0 | 0
1774 | 0 | 0
1775 | 0 | 0
1776 | 0 | 0
1777 | 0 | 0
1778 | 0 | 0
1779 | 0 | 0
1780 | 0 | 0
1781 | 0 | 0
1782 | 0 | 0
1783 | 0.0024 | 0.0024
1784 | 0.068267 | 0.060802
1785 | 0.20879 | 0.17258
1786 | 0.14036 | 0.13751
1787 | 0.27907 | 0.2561
1788 | 0.246 | 0.23816
1789 | 0.30191 | 0.2793
1790 | 0.17668 | 0.17433
1791 | 0.15595 | 0.15435
1792 | 0.0272 | 0.0272
1793 | 0.0592 | 0.0592
1794 | 0.0056 | 0.0056
1795 | 0 | 0
1796 | 0 | 0
1797 | 0 | 0
1798 | 0 | 0
1799 | 0 | 0
1800 | 0 | 0
1801 | 0 | 0
1802 | 0 | 0
1803 | 0 | 0
1804 | 0 | 0
1805 | 0 | 0
1806 | 0 | 0
1807 | 0.0024 | 0.0024
1808 | 0.1359 | 0.097428
1809 | 0.30209 | 0.21591
1810 | 0.46564 | 0.3319
1811 | 0.58445 | 0.41882
1812 | 0.65527 | 0.47181
1813 | 0.67488 | 0.48683
1814 | 0.63134 | 0.45689
1815 | 0.56196 | 0.4006
1816 | 0.43065 | 0.30583
1817 | 0.26795 | 0.18974
1818 | 0.09539 | 0.076547
1819 | 0 | 0
1820 | 0 | 0
1821 | 0 | 0
1822 | 0 | 0
1823 | 0 | 0
1824 | 0 | 0
1825 | 0 | 0
1826 | 0 | 0
1827 | 0 | 0
1828 | 0 | 0
1829 | 0 | 0
1830 | 0 | 0
1831 | 0.004 | 0.004
1832 | 0.0464 | 0.0464
1833 | 0.14968 | 0.13887
1834 | 0.2382 | 0.21611
1835 | 0.55128 | 0.43222
1836 | 0.1232 | 0.1232
1837 | 0.1056 | 0.1056
1838 | 0.26477 | 0.24579
1839 | 0.54558 | 0.41256
1840 | 0.39011 | 0.29792
1841 | 0.2911 | 0.23019
1842 | 0.0288 | 0.0288
1843 | 0 | 0
1844 | 0 | 0
1845 | 0 | 0
1846 | 0 | 0
1847 | 0 | 0
1848 | 0 | 0
1849 | 0 | 0
1850 | 0 | 0
1851 | 0 | 0
1852 | 0 | 0
1853 | 0 | 0
1854 | 0 | 0
1855 | 0.0008 | 0.0008
1856 | 0.0088 | 0.0088
1857 | 0.02 | 0.02
1858 | 0.0296 | 0.0296
1859 | 0.0376 | 0.0376
1860 | 0.0416 | 0.0416
1861 | 0.0808 | 0.0808
1862 | 0.43831 | 0.37224
1863 | 0.32512 | 0.29254
1864 | 0.23582 | 0.2137
1865 | 0.12171 | 0.11334
1866 | 0.055255 | 0.050798
1867 | 0.0008 | 0.0008
1868 | 0 | 0
1869 | 0 | 0
1870 | 0 | 0
1871 | 0 | 0
1872 | 0 | 0
1873 | 0 | 0
1874 | 0 | 0
1875 | 0 | 0
1876 | 0 | 0
1877 | 0 | 0
1878 | 0 | 0
1879 | 0.0016 | 0.0016
1880 | 0.0104 | 0.0104
1881 | 0.0224 | 0.0224
1882 | 0.0336 | 0.0336
1883 | 0.0392 | 0.0392
1884 | 0.044 | 0.044
1885 | 0.0456 | 0.0456
1886 | 0.414 | 0.35317
1887 | 0.34647 | 0.31
1888 | 0.25725 | 0.23115
1889 | 0.15671 | 0.14275
1890 | 0.061761 | 0.057118
1891 | 0.0008 | 0.0008
1892 | 0 | 0
1893 | 0 | 0
1894 | 0 | 0
1895 | 0 | 0
1896 | 0 | 0
1897 | 0 | 0
1898 | 0 | 0
1899 | 0 | 0
1900 | 0 | 0
1901 | 0 | 0
1902 | 0 | 0
1903 | 0.0016 | 0.0016
1904 | 0.077031 | 0.071006
1905 | 0.18998 | 0.17138
1906 | 0.27496 | 0.24955
1907 | 0.331 | 0.29477
1908 | 0.21925 | 0.21423
1909 | 0.30909 | 0.28974
1910 | 0.31327 | 0.2896
1911 | 0.23879 | 0.22514
1912 | 0.51083 | 0.39778
1913 | 0.28932 | 0.21927
1914 | 0.077034 | 0.0689
1915 | 0.0016 | 0.0016
1916 | 0 | 0
1917 | 0 | 0
1918 | 0 | 0
1919 | 0 | 0
1920 | 0 | 0
1921 | 0 | 0
1922 | 0 | 0
1923 | 0 | 0
1924 | 0 | 0
1925 | 0 | 0
1926 | 0 | 0
1927 | 0.0056 | 0.0056
1928 | 0.10927 | 0.09469
1929 | 0.23748 | 0.19619
1930 | 0.35058 | 0.2899
1931 | 0.43857 | 0.36216
1932 | 0.48193 | 0.40122
1933 | 0.50024 | 0.41547
1934 | 0.47087 | 0.39167
1935 | 0.40962 | 0.33833
1936 | 0.27133 | 0.24303
1937 | 0.16025 | 0.14674
1938 | 0.061725 | 0.058224
1939 | 0.0008 | 0.0008
1940 | 0 | 0
1941 | 0 | 0
1942 | 0 | 0
1943 | 0 | 0
1944 | 0 | 0
1945 | 0 | 0
1946 | 0 | 0
1947 | 0 | 0
1948 | 0 | 0
1949 | 0 | 0
1950 | 0 | 0
1951 | 0.0056 | 0.0056
1952 | 0.12636 | 0.1073
1953 | 0.25918 | 0.20941
1954 | 0.36265 | 0.29687
1955 | 0.46463 | 0.3794
1956 | 0.61048 | 0.47028
1957 | 0.62553 | 0.48216
1958 | 0.62063 | 0.47075
1959 | 0.55962 | 0.41822
1960 | 0.45011 | 0.33184
1961 | 0.29219 | 0.21729
1962 | 0.11579 | 0.095424
1963 | 0.0024 | 0.0024
1964 | 0 | 0
1965 | 0 | 0
1966 | 0 | 0
1967 | 0 | 0
1968 | 0 | 0
1969 | 0 | 0
1970 | 0 | 0
1971 | 0 | 0
1972 | 0 | 0
1973 | 0 | 0
1974 | 0 | 0
1975 | 0.0088 | 0.0088
1976 | 0.15801 | 0.13345
1977 | 0.36333 | 0.26849
1978 | 0.54317 | 0.3938
1979 | 0.6787 | 0.49003
1980 | 0.76913 | 0.55391
1981 | 0.79169 | 0.57048
1982 | 0.75213 | 0.54206
1983 | 0.65251 | 0.47027
1984 | 0.49977 | 0.36302
1985 | 0.31472 | 0.23296
1986 | 0.12278 | 0.10074
1987 | 0.0024 | 0.0024
1988 | 0 | 0
1989 | 0 | 0
1990 | 0 | 0
1991 | 0 | 0
1992 | 0 | 0
1993 | 0 | 0
1994 | 0 | 0
1995 | 0 | 0
1996 | 0 | 0
1997 | 0 | 0
1998 | 0 | 0
1999 | 0.0104 | 0.0104
2000 | 0.16647 | 0.14137
2001 | 0.37274 | 0.27634
2002 | 0.54865 | 0.40011
2003 | 0.68165 | 0.49476
2004 | 0.76207 | 0.55237
2005 | 0.78597 | 0.56971
2006 | 0.74896 | 0.54286
2007 | 0.65089 | 0.47265
2008 | 0.5011 | 0.36617
2009 | 0.31498 | 0.23534
2010 | 0.12388 | 0.10196
2011 | 0.0024 | 0.0024
2012 | 0 | 0
2013 | 0 | 0
2014 | 0 | 0
2015 | 0 | 0
2016 | 0 | 0
2017 | 0 | 0
2018 | 0 | 0
2019 | 0 | 0
2020 | 0 | 0
2021 | 0 | 0
2022 | 0 | 0
2023 | 0.004 | 0.004
2024 | 0.0536 | 0.0536
2025 | 0.11769 | 0.11676
2026 | 0.15114 | 0.14954
2027 | 0.076 | 0.076
2028 | 0.1064 | 0.1064
2029 | 0.17198 | 0.17034
2030 | 0.25508 | 0.2469
2031 | 0.16876 | 0.16714
2032 | 0.13341 | 0.13278
2033 | 0.0592 | 0.0592
2034 | 0.050215 | 0.04804
2035 | 0.0032 | 0.0032
2036 | 0 | 0
2037 | 0 | 0
2038 | 0 | 0
2039 | 0 | 0
2040 | 0 | 0
2041 | 0 | 0
2042 | 0 | 0
2043 | 0 | 0
2044 | 0 | 0
2045 | 0 | 0
2046 | 0 | 0
2047 | 0.0144 | 0.0144
2048 | 0.1766 | 0.15246
2049 | 0.38917 | 0.29209
2050 | 0.5686 | 0.419
2051 | 0.70362 | 0.51523
2052 | 0.78157 | 0.57126
2053 | 0.79824 | 0.58389
2054 | 0.75935 | 0.55548
2055 | 0.65694 | 0.4821
2056 | 0.50274 | 0.37327
2057 | 0.31346 | 0.23929
2058 | 0.12352 | 0.10367
2059 | 0.0024 | 0.0024
2060 | 0 | 0
2061 | 0 | 0
2062 | 0 | 0
2063 | 0 | 0
2064 | 0 | 0
2065 | 0 | 0
2066 | 0 | 0
2067 | 0 | 0
2068 | 0 | 0
2069 | 0 | 0
2070 | 0 | 0
2071 | 0.0136 | 0.0136
2072 | 0.14023 | 0.124
2073 | 0.24667 | 0.21217
2074 | 0.36985 | 0.31292
2075 | 0.54167 | 0.4309
2076 | 0.54936 | 0.45227
2077 | 0.50018 | 0.4276
2078 | 0.5347 | 0.43869
2079 | 0.48407 | 0.39323
2080 | 0.4282 | 0.33629
2081 | 0.24227 | 0.19892
2082 | 0.084932 | 0.080545
2083 | 0.0008 | 0.0008
2084 | 0 | 0
2085 | 0 | 0
2086 | 0 | 0
2087 | 0 | 0
2088 | 0 | 0
2089 | 0 | 0
2090 | 0 | 0
2091 | 0 | 0
2092 | 0 | 0
2093 | 0 | 0
2094 | 0 | 0
2095 | 0.0096 | 0.0096
2096 | 0.088913 | 0.085418
2097 | 0.14932 | 0.14627
2098 | 0.2275 | 0.21885
2099 | 0.29113 | 0.27454
2100 | 0.36825 | 0.33968
2101 | 0.3939 | 0.36029
2102 | 0.35763 | 0.33262
2103 | 0.30242 | 0.2824
2104 | 0.23891 | 0.22419
2105 | 0.12208 | 0.1199
2106 | 0.055315 | 0.054339
2107 | 0.0008 | 0.0008
2108 | 0 | 0
2109 | 0 | 0
2110 | 0 | 0
2111 | 0 | 0
2112 | 0 | 0
2113 | 0 | 0
2114 | 0 | 0
2115 | 0 | 0
2116 | 0 | 0
2117 | 0 | 0
2118 | 0 | 0
2119 | 0.0064 | 0.0064
2120 | 0.0857 | 0.083054
2121 | 0.11252 | 0.11198
2122 | 0.22434 | 0.21647
2123 | 0.23185 | 0.22617
2124 | 0.37626 | 0.34516
2125 | 0.36673 | 0.34139
2126 | 0.30107 | 0.28162
2127 | 0.63574 | 0.52176
2128 | 0.30322 | 0.26726
2129 | 0.14897 | 0.14207
2130 | 0.067882 | 0.065418
2131 | 0.0096 | 0.0096
2132 | 0 | 0
2133 | 0 | 0
2134 | 0 | 0
2135 | 0 | 0
2136 | 0 | 0
2137 | 0 | 0
2138 | 0 | 0
2139 | 0 | 0
2140 | 0 | 0
2141 | 0 | 0
2142 | 0 | 0
2143 | 0.0104 | 0.0104
2144 | 0.072999 | 0.072788
2145 | 0.13455 | 0.13271
2146 | 0.18058 | 0.1783
2147 | 0.23193 | 0.22783
2148 | 0.26837 | 0.26298
2149 | 0.25929 | 0.25419
2150 | 0.25155 | 0.24618
2151 | 0.20922 | 0.20544
2152 | 0.16718 | 0.16469
2153 | 0.10287 | 0.10238
2154 | 0.0472 | 0.0472
2155 | 0.0016 | 0.0016
2156 | 0 | 0
2157 | 0 | 0
2158 | 0 | 0
2159 | 0 | 0
2160 | 0 | 0
2161 | 0 | 0
2162 | 0 | 0
2163 | 0 | 0
2164 | 0 | 0
2165 | 0 | 0
2166 | 0 | 0
2167 | 0.008 | 0.008
2168 | 0.0264 | 0.0264
2169 | 0.0456 | 0.0456
2170 | 0.0656 | 0.0656
2171 | 0.0752 | 0.0752
2172 | 0.0856 | 0.0856
2173 | 0.0872 | 0.0872
2174 | 0.0832 | 0.0832
2175 | 0.0768 | 0.0768
2176 | 0.0616 | 0.0616
2177 | 0.0384 | 0.0384
2178 | 0.0184 | 0.0184
2179 | 0.0016 | 0.0016
2180 | 0 | 0
2181 | 0 | 0
2182 | 0 | 0
2183 | 0 | 0
2184 | 0 | 0
2185 | 0 | 0
2186 | 0 | 0
2187 | 0 | 0
2188 | 0 | 0
2189 | 0 | 0
2190 | 0 | 0
2191 | 0.0208 | 0.0208
2192 | 0.0632 | 0.0632
2193 | 0.11807 | 0.11758
2194 | 0.18769 | 0.1855
2195 | 0.22832 | 0.22464
2196 | 0.22409 | 0.22149
2197 | 0.22837 | 0.22548
2198 | 0.20432 | 0.20231
2199 | 0.18 | 0.17833
2200 | 0.14395 | 0.14316
2201 | 0.10181 | 0.10159
2202 | 0.0448 | 0.0448
2203 | 0.0016 | 0.0016
2204 | 0 | 0
2205 | 0 | 0
2206 | 0 | 0
2207 | 0 | 0
2208 | 0 | 0
2209 | 0 | 0
2210 | 0 | 0
2211 | 0 | 0
2212 | 0 | 0
2213 | 0 | 0
2214 | 0 | 0
2215 | 0.036926 | 0.043837
2216 | 0.1346 | 0.12749
2217 | 0.26641 | 0.23435
2218 | 0.36197 | 0.31881
2219 | 0.41682 | 0.37664
2220 | 0.4887 | 0.42611
2221 | 0.45192 | 0.4077
2222 | 0.42332 | 0.38641
2223 | 0.37439 | 0.34092
2224 | 0.27752 | 0.25912
2225 | 0.17059 | 0.16191
2226 | 0.068226 | 0.067066
2227 | 0.0016 | 0.0016
2228 | 0 | 0
2229 | 0 | 0
2230 | 0 | 0
2231 | 0 | 0
2232 | 0 | 0
2233 | 0 | 0
2234 | 0 | 0
2235 | 0 | 0
2236 | 0 | 0
2237 | 0 | 0
2238 | 0 | 0
2239 | 0.038751 | 0.044214
2240 | 0.11719 | 0.11331
2241 | 0.20872 | 0.19867
2242 | 0.2813 | 0.26734
2243 | 0.34426 | 0.32305
2244 | 0.36713 | 0.34629
2245 | 0.37365 | 0.35269
2246 | 0.36617 | 0.34131
2247 | 0.27888 | 0.2658
2248 | 0.17837 | 0.17588
2249 | 0.10939 | 0.10876
2250 | 0.0472 | 0.0472
2251 | 0.0024 | 0.0024
2252 | 0 | 0
2253 | 0 | 0
2254 | 0 | 0
2255 | 0 | 0
2256 | 0 | 0
2257 | 0 | 0
2258 | 0 | 0
2259 | 0 | 0
2260 | 0 | 0
2261 | 0 | 0
2262 | 0 | 0
2263 | 0.02 | 0.02
2264 | 0.0528 | 0.0528
2265 | 0.0816 | 0.0816
2266 | 0.1096 | 0.1096
2267 | 0.1112 | 0.1112
2268 | 0.13146 | 0.13119
2269 | 0.14612 | 0.14558
2270 | 0.1288 | 0.1288
2271 | 0.1056 | 0.1056
2272 | 0.076 | 0.076
2273 | 0.0496 | 0.0496
2274 | 0.0288 | 0.0288
2275 | 0.0024 | 0.0024
2276 | 0 | 0
2277 | 0 | 0
2278 | 0 | 0
2279 | 0 | 0
2280 | 0 | 0
2281 | 0 | 0
2282 | 0 | 0
2283 | 0 | 0
2284 | 0 | 0
2285 | 0 | 0
2286 | 0 | 0
2287 | 0.032623 | 0.032976
2288 | 0.10377 | 0.10227
2289 | 0.17606 | 0.17261
2290 | 0.29024 | 0.27526
2291 | 0.34594 | 0.32377
2292 | 0.34806 | 0.3304
2293 | 0.39792 | 0.37077
2294 | 0.3834 | 0.35636
2295 | 0.29129 | 0.27692
2296 | 0.19934 | 0.19582
2297 | 0.13539 | 0.13348
2298 | 0.0568 | 0.0568
2299 | 0.0024 | 0.0024
2300 | 0 | 0
2301 | 0 | 0
2302 | 0 | 0
2303 | 0 | 0
2304 | 0 | 0
2305 | 0 | 0
2306 | 0 | 0
2307 | 0 | 0
2308 | 0 | 0
2309 | 0 | 0
2310 | 0 | 0
2311 | 0.041286 | 0.043308
2312 | 0.11939 | 0.11653
2313 | 0.20135 | 0.19397
2314 | 0.29465 | 0.27585
2315 | 0.36634 | 0.34037
2316 | 0.42956 | 0.39437
2317 | 0.39585 | 0.37001
2318 | 0.40164 | 0.37139
2319 | 0.29907 | 0.28407
2320 | 0.22533 | 0.21801
2321 | 0.13868 | 0.13667
2322 | 0.072439 | 0.071866
2323 | 0.0024 | 0.0024
2324 | 0 | 0
2325 | 0 | 0
2326 | 0 | 0
2327 | 0 | 0
2328 | 0 | 0
2329 | 0 | 0
2330 | 0 | 0
2331 | 0 | 0
2332 | 0 | 0
2333 | 0 | 0
2334 | 0 | 0
2335 | 0.0184 | 0.0184
2336 | 0.0536 | 0.0536
2337 | 0.0888 | 0.0888
2338 | 0.116 | 0.116
2339 | 0.14528 | 0.14478
2340 | 0.15939 | 0.15835
2341 | 0.16659 | 0.16555
2342 | 0.15433 | 0.15356
2343 | 0.13543 | 0.13519
2344 | 0.1088 | 0.1088
2345 | 0.0736 | 0.0736
2346 | 0.0376 | 0.0376
2347 | 0.0024 | 0.0024
2348 | 0 | 0
2349 | 0 | 0
2350 | 0 | 0
2351 | 0 | 0
2352 | 0 | 0
2353 | 0 | 0
2354 | 0 | 0
2355 | 0 | 0
2356 | 0 | 0
2357 | 0 | 0
2358 | 0.0008 | 0.0008
2359 | 0.067229 | 0.079713
2360 | 0.19515 | 0.17998
2361 | 0.36838 | 0.31248
2362 | 0.51238 | 0.4224
2363 | 0.64322 | 0.52282
2364 | 0.62578 | 0.5214
2365 | 0.66991 | 0.55114
2366 | 0.57818 | 0.48592
2367 | 0.49564 | 0.42187
2368 | 0.37213 | 0.3245
2369 | 0.239 | 0.2159
2370 | 0.11253 | 0.11132
2371 | 0.0064 | 0.0064
2372 | 0 | 0
2373 | 0 | 0
2374 | 0 | 0
2375 | 0 | 0
2376 | 0 | 0
2377 | 0 | 0
2378 | 0 | 0
2379 | 0 | 0
2380 | 0 | 0
2381 | 0 | 0
2382 | 0.0008 | 0.0008
2383 | 0.0112 | 0.0112
2384 | 0.0296 | 0.0296
2385 | 0.0496 | 0.0496
2386 | 0.0608 | 0.0608
2387 | 0.0832 | 0.0832
2388 | 0.096 | 0.096
2389 | 0.0936 | 0.0936
2390 | 0.088 | 0.088
2391 | 0.072 | 0.072
2392 | 0.0624 | 0.0624
2393 | 0.044 | 0.044
2394 | 0.02 | 0.02
2395 | 0.0024 | 0.0024
2396 | 0 | 0
2397 | 0 | 0
2398 | 0 | 0
2399 | 0 | 0
2400 | 0 | 0
2401 | 0 | 0
2402 | 0 | 0
2403 | 0 | 0
2404 | 0 | 0
2405 | 0 | 0
2406 | 0.0008 | 0.0008
2407 | 0.07334 | 0.094524
2408 | 0.25121 | 0.22823
2409 | 0.44827 | 0.37168
2410 | 0.61919 | 0.49551
2411 | 0.74771 | 0.58861
2412 | 0.82365 | 0.64385
2413 | 0.84013 | 0.6557
2414 | 0.79483 | 0.62255
2415 | 0.68986 | 0.54679
2416 | 0.53441 | 0.43477
2417 | 0.34661 | 0.29839
2418 | 0.15536 | 0.15486
2419 | 0.0136 | 0.0136
2420 | 0 | 0
2421 | 0 | 0
2422 | 0 | 0
2423 | 0 | 0
2424 | 0 | 0
2425 | 0 | 0
2426 | 0 | 0
2427 | 0 | 0
2428 | 0 | 0
2429 | 0 | 0
2430 | 0.0016 | 0.0016
2431 | 0.076785 | 0.099233
2432 | 0.25579 | 0.23375
2433 | 0.45482 | 0.37879
2434 | 0.623 | 0.50104
2435 | 0.75124 | 0.59414
2436 | 0.82427 | 0.64701
2437 | 0.8394 | 0.65806
2438 | 0.79312 | 0.62412
2439 | 0.69184 | 0.55074
2440 | 0.53749 | 0.43951
2441 | 0.34945 | 0.30233
2442 | 0.1562 | 0.15723
2443 | 0.0144 | 0.0144
2444 | 0 | 0
2445 | 0 | 0
2446 | 0 | 0
2447 | 0 | 0
2448 | 0 | 0
2449 | 0 | 0
2450 | 0 | 0
2451 | 0 | 0
2452 | 0 | 0
2453 | 0 | 0
2454 | 0.0016 | 0.0016
2455 | 0.079857 | 0.10205
2456 | 0.26001 | 0.23928
2457 | 0.45603 | 0.38351
2458 | 0.62845 | 0.50735
2459 | 0.75379 | 0.59809
2460 | 0.82759 | 0.65175
2461 | 0.83967 | 0.66122
2462 | 0.79343 | 0.62727
2463 | 0.68953 | 0.55232
2464 | 0.53934 | 0.44266
2465 | 0.35374 | 0.30784
2466 | 0.16101 | 0.16278
2467 | 0.0168 | 0.0168
2468 | 0 | 0
2469 | 0 | 0
2470 | 0 | 0
2471 | 0 | 0
2472 | 0 | 0
2473 | 0 | 0
2474 | 0 | 0
2475 | 0 | 0
2476 | 0 | 0
2477 | 0 | 0
2478 | 0.0008 | 0.0008
2479 | 0.0384 | 0.0384
2480 | 0.084 | 0.084
2481 | 0.14125 | 0.14076
2482 | 0.20269 | 0.20068
2483 | 0.22792 | 0.22547
2484 | 0.25325 | 0.25024
2485 | 0.25407 | 0.25104
2486 | 0.26505 | 0.26141
2487 | 0.21481 | 0.21268
2488 | 0.1905 | 0.18868
2489 | 0.13277 | 0.13191
2490 | 0.0648 | 0.0648
2491 | 0.0056 | 0.0056
2492 | 0 | 0
2493 | 0 | 0
2494 | 0 | 0
2495 | 0 | 0
2496 | 0 | 0
2497 | 0 | 0
2498 | 0 | 0
2499 | 0 | 0
2500 | 0 | 0
2501 | 0 | 0
2502 | 0.0016 | 0.0016
2503 | 0.066525 | 0.071194
2504 | 0.18109 | 0.17398
2505 | 0.31856 | 0.2889
2506 | 0.42968 | 0.38185
2507 | 0.55122 | 0.47495
2508 | 0.61748 | 0.52631
2509 | 0.66317 | 0.55757
2510 | 0.654 | 0.54952
2511 | 0.62416 | 0.51698
2512 | 0.42823 | 0.37218
2513 | 0.26865 | 0.24652
2514 | 0.13013 | 0.13345
2515 | 0.0136 | 0.0136
2516 | 0 | 0
2517 | 0 | 0
2518 | 0 | 0
2519 | 0 | 0
2520 | 0 | 0
2521 | 0 | 0
2522 | 0 | 0
2523 | 0 | 0
2524 | 0 | 0
2525 | 0 | 0
2526 | 0.0048 | 0.0048
2527 | 0.088543 | 0.099404
2528 | 0.21696 | 0.20768
2529 | 0.46047 | 0.40259
2530 | 0.54806 | 0.46686
2531 | 0.59408 | 0.50367
2532 | 0.64165 | 0.54515
2533 | 0.34047 | 0.32475
2534 | 0.39195 | 0.37082
2535 | 0.34435 | 0.32611
2536 | 0.25399 | 0.24497
2537 | 0.25724 | 0.24059
2538 | 0.10987 | 0.11222
2539 | 0.012 | 0.012
2540 | 0 | 0
2541 | 0 | 0
2542 | 0 | 0
2543 | 0 | 0
2544 | 0 | 0
2545 | 0 | 0
2546 | 0 | 0
2547 | 0 | 0
2548 | 0 | 0
2549 | 0 | 0
2550 | 0.0016 | 0.0016
2551 | 0.0416 | 0.0416
2552 | 0.099281 | 0.099176
2553 | 0.15602 | 0.15513
2554 | 0.18426 | 0.18313
2555 | 0.20877 | 0.2071
2556 | 0.22367 | 0.22148
2557 | 0.21787 | 0.21589
2558 | 0.20461 | 0.20311
2559 | 0.16616 | 0.16556
2560 | 0.1224 | 0.1224
2561 | 0.0648 | 0.0648
2562 | 0.036 | 0.036
2563 | 0.004 | 0.004
2564 | 0 | 0
2565 | 0 | 0
2566 | 0 | 0
2567 | 0 | 0
2568 | 0 | 0
2569 | 0 | 0
2570 | 0 | 0
2571 | 0 | 0
2572 | 0 | 0
2573 | 0 | 0
2574 | 0.0024 | 0.0024
2575 | 0.067096 | 0.072508
2576 | 0.21132 | 0.20475
2577 | 0.30049 | 0.27979
2578 | 0.35879 | 0.33611
2579 | 0.48352 | 0.43725
2580 | 0.57513 | 0.50651
2581 | 0.5998 | 0.52204
2582 | 0.64778 | 0.55207
2583 | 0.56194 | 0.48052
2584 | 0.44808 | 0.39264
2585 | 0.26585 | 0.25003
2586 | 0.11532 | 0.11862
2587 | 0.0232 | 0.041074
2588 | 0 | 0
2589 | 0 | 0
2590 | 0 | 0
2591 | 0 | 0
2592 | 0 | 0
2593 | 0 | 0
2594 | 0 | 0
2595 | 0 | 0
2596 | 0 | 0
2597 | 0 | 0
2598 | 0.004 | 0.004
2599 | 0.061386 | 0.063866
2600 | 0.10976 | 0.10954
2601 | 0.13625 | 0.13598
2602 | 0.23073 | 0.22694
2603 | 0.20932 | 0.20791
2604 | 0.1892 | 0.18878
2605 | 0.2166 | 0.21511
2606 | 0.19297 | 0.19194
2607 | 0.18569 | 0.18474
2608 | 0.1088 | 0.1088
2609 | 0.0696 | 0.0696
2610 | 0.0368 | 0.0368
2611 | 0.004 | 0.004
2612 | 0 | 0
2613 | 0 | 0
2614 | 0 | 0
2615 | 0 | 0
2616 | 0 | 0
2617 | 0 | 0
2618 | 0 | 0
2619 | 0 | 0
2620 | 0 | 0
2621 | 0 | 0
2622 | 0.0016 | 0.0016
2623 | 0.0112 | 0.0112
2624 | 0.0688 | 0.0688
2625 | 0.13132 | 0.13119
2626 | 0.16928 | 0.16876
2627 | 0.13877 | 0.13838
2628 | 0.29447 | 0.2893
2629 | 0.30311 | 0.29811
2630 | 0.40046 | 0.37869
2631 | 0.28223 | 0.27556
2632 | 0.1 | 0.1
2633 | 0.11208 | 0.11199
2634 | 0.0224 | 0.0224
2635 | 0.0048 | 0.0048
2636 | 0 | 0
2637 | 0 | 0
2638 | 0 | 0
2639 | 0 | 0
2640 | 0 | 0
2641 | 0 | 0
2642 | 0 | 0
2643 | 0 | 0
2644 | 0 | 0
2645 | 0 | 0
2646 | 0.0016 | 0.0016
2647 | 0.0224 | 0.0224
2648 | 0.0544 | 0.0544
2649 | 0.0904 | 0.0904
2650 | 0.1088 | 0.1088
2651 | 0.116 | 0.116
2652 | 0.1456 | 0.1456
2653 | 0.1424 | 0.1424
2654 | 0.124 | 0.124
2655 | 0.1064 | 0.1064
2656 | 0.0984 | 0.0984
2657 | 0.068 | 0.068
2658 | 0.0384 | 0.0384
2659 | 0.0136 | 0.0136
2660 | 0 | 0
2661 | 0 | 0
2662 | 0 | 0
2663 | 0 | 0
2664 | 0 | 0
2665 | 0 | 0
2666 | 0 | 0
2667 | 0 | 0
2668 | 0 | 0
2669 | 0 | 0
2670 | 0.0072 | 0.0072
2671 | 0.10716 | 0.12395
2672 | 0.26889 | 0.26222
2673 | 0.46089 | 0.40485
2674 | 0.62354 | 0.52476
2675 | 0.74341 | 0.61237
2676 | 0.81321 | 0.66367
2677 | 0.82292 | 0.67079
2678 | 0.77607 | 0.63605
2679 | 0.67631 | 0.56265
2680 | 0.52516 | 0.45219
2681 | 0.3445 | 0.31893
2682 | 0.16106 | 0.17861
2683 | 0.0272 | 0.065538
2684 | 0 | 0
2685 | 0 | 0
2686 | 0 | 0
2687 | 0 | 0
2688 | 0 | 0
2689 | 0 | 0
2690 | 0 | 0
2691 | 0 | 0
2692 | 0 | 0
2693 | 0 | 0
2694 | 0.0016 | 0.0016
2695 | 0.0104 | 0.0104
2696 | 0.0336 | 0.0336
2697 | 0.1232 | 0.1232
2698 | 0.2444 | 0.24051
2699 | 0.26187 | 0.25816
2700 | 0.15815 | 0.15756
2701 | 0.27195 | 0.26859
2702 | 0.28038 | 0.27656
2703 | 0.30943 | 0.29928
2704 | 0.30433 | 0.29082
2705 | 0.20707 | 0.20239
2706 | 0.024 | 0.024
2707 | 0.0048 | 0.0048
2708 | 0 | 0
2709 | 0 | 0
2710 | 0 | 0
2711 | 0 | 0
2712 | 0 | 0
2713 | 0 | 0
2714 | 0 | 0
2715 | 0 | 0
2716 | 0 | 0
2717 | 0 | 0
2718 | 0.0096 | 0.0096
2719 | 0.10747 | 0.12321
2720 | 0.2572 | 0.25303
2721 | 0.43005 | 0.38554
2722 | 0.58675 | 0.50235
2723 | 0.69645 | 0.58534
2724 | 0.7648 | 0.63584
2725 | 0.77876 | 0.64605
2726 | 0.74768 | 0.62136
2727 | 0.65991 | 0.55569
2728 | 0.51767 | 0.45147
2729 | 0.34944 | 0.32758
2730 | 0.16853 | 0.18884
2731 | 0.0248 | 0.074814
2732 | 0 | 0
2733 | 0 | 0
2734 | 0 | 0
2735 | 0 | 0
2736 | 0 | 0
2737 | 0 | 0
2738 | 0 | 0
2739 | 0 | 0
2740 | 0 | 0
2741 | 0 | 0
2742 | 0.0024 | 0.0024
2743 | 0.0312 | 0.0312
2744 | 0.0632 | 0.0632
2745 | 0.0976 | 0.0976
2746 | 0.1288 | 0.1288
2747 | 0.14593 | 0.14558
2748 | 0.15538 | 0.15519
2749 | 0.15378 | 0.15359
2750 | 0.15057 | 0.15039
2751 | 0.128 | 0.128
2752 | 0.1072 | 0.1072
2753 | 0.0792 | 0.0792
2754 | 0.0456 | 0.0456
2755 | 0.016 | 0.016
2756 | 0 | 0
2757 | 0 | 0
2758 | 0 | 0
2759 | 0 | 0
2760 | 0 | 0
2761 | 0 | 0
2762 | 0 | 0
2763 | 0 | 0
2764 | 0 | 0
2765 | 0 | 0
2766 | 0.0032 | 0.0032
2767 | 0.0304 | 0.0304
2768 | 0.056 | 0.056
2769 | 0.0872 | 0.0872
2770 | 0.1064 | 0.1064
2771 | 0.124 | 0.124
2772 | 0.1216 | 0.1216
2773 | 0.13297 | 0.13279
2774 | 0.14017 | 0.13999
2775 | 0.1064 | 0.1064
2776 | 0.084 | 0.084
2777 | 0.0576 | 0.0576
2778 | 0.0336 | 0.0336
2779 | 0.008 | 0.008
2780 | 0 | 0
2781 | 0 | 0
2782 | 0 | 0
2783 | 0 | 0
2784 | 0 | 0
2785 | 0 | 0
2786 | 0 | 0
2787 | 0 | 0
2788 | 0 | 0
2789 | 0 | 0
2790 | 0.012 | 0.012
2791 | 0.10459 | 0.12311
2792 | 0.24929 | 0.24935
2793 | 0.40282 | 0.37047
2794 | 0.53827 | 0.47645
2795 | 0.64067 | 0.55638
2796 | 0.71011 | 0.60925
2797 | 0.73446 | 0.62558
2798 | 0.71791 | 0.60845
2799 | 0.63381 | 0.54426
2800 | 0.48334 | 0.43237
2801 | 0.33264 | 0.31838
2802 | 0.16699 | 0.18979
2803 | 0.0304 | 0.074701
2804 | 0.0008 | 0.0008
2805 | 0 | 0
2806 | 0 | 0
2807 | 0 | 0
2808 | 0 | 0
2809 | 0 | 0
2810 | 0 | 0
2811 | 0 | 0
2812 | 0 | 0
2813 | 0 | 0
2814 | 0.0128 | 0.0128
2815 | 0.10544 | 0.12315
2816 | 0.23965 | 0.24022
2817 | 0.39122 | 0.36361
2818 | 0.51586 | 0.46179
2819 | 0.61078 | 0.53876
2820 | 0.65862 | 0.57423
2821 | 0.67565 | 0.58681
2822 | 0.65205 | 0.5659
2823 | 0.55643 | 0.49427
2824 | 0.43456 | 0.39679
2825 | 0.28826 | 0.27976
2826 | 0.14531 | 0.1602
2827 | 0.0321 | 0.061096
2828 | 0 | 0
2829 | 0 | 0
2830 | 0 | 0
2831 | 0 | 0
2832 | 0 | 0
2833 | 0 | 0
2834 | 0 | 0
2835 | 0 | 0
2836 | 0 | 0
2837 | 0 | 0
2838 | 0.0152 | 0.0152
2839 | 0.11692 | 0.13743
2840 | 0.26583 | 0.26729
2841 | 0.42876 | 0.39362
2842 | 0.56679 | 0.49889
2843 | 0.681 | 0.58574
2844 | 0.73368 | 0.62783
2845 | 0.73787 | 0.63188
2846 | 0.71639 | 0.61169
2847 | 0.629 | 0.54515
2848 | 0.49736 | 0.44554
2849 | 0.33204 | 0.32001
2850 | 0.16164 | 0.18664
2851 | 0.030949 | 0.073785
2852 | 0.0008 | 0.0008
2853 | 0 | 0
2854 | 0 | 0
2855 | 0 | 0
2856 | 0 | 0
2857 | 0 | 0
2858 | 0 | 0
2859 | 0 | 0
2860 | 0 | 0
2861 | 0 | 0
2862 | 0.0136 | 0.0136
2863 | 0.10125 | 0.11459
2864 | 0.22111 | 0.22242
2865 | 0.34005 | 0.32416
2866 | 0.43678 | 0.40689
2867 | 0.49986 | 0.46017
2868 | 0.55822 | 0.50848
2869 | 0.56904 | 0.51715
2870 | 0.52588 | 0.48155
2871 | 0.45231 | 0.42141
2872 | 0.36285 | 0.34341
2873 | 0.24568 | 0.24302
2874 | 0.13808 | 0.14428
2875 | 0.036084 | 0.054156
2876 | 0 | 0
2877 | 0 | 0
2878 | 0 | 0
2879 | 0 | 0
2880 | 0 | 0
2881 | 0 | 0
2882 | 0 | 0
2883 | 0 | 0
2884 | 0 | 0
2885 | 0 | 0
2886 | 0.0176 | 0.0176
2887 | 0.11192 | 0.13265
2888 | 0.25399 | 0.25811
2889 | 0.39013 | 0.36519
2890 | 0.52846 | 0.47593
2891 | 0.61597 | 0.54314
2892 | 0.65948 | 0.58245
2893 | 0.60352 | 0.54372
2894 | 0.62257 | 0.55236
2895 | 0.54505 | 0.49055
2896 | 0.43354 | 0.40092
2897 | 0.29221 | 0.28689
2898 | 0.15951 | 0.1799
2899 | 0.04135 | 0.081024
2900 | 0.0016 | 0.0016
2901 | 0 | 0
2902 | 0 | 0
2903 | 0 | 0
2904 | 0 | 0
2905 | 0 | 0
2906 | 0 | 0
2907 | 0 | 0
2908 | 0 | 0
2909 | 0 | 0
2910 | 0.0184 | 0.0184
2911 | 0.11121 | 0.12956
2912 | 0.23996 | 0.24355
2913 | 0.37802 | 0.35853
2914 | 0.49733 | 0.45432
2915 | 0.60642 | 0.54036
2916 | 0.67846 | 0.59465
2917 | 0.67185 | 0.59091
2918 | 0.62129 | 0.55317
2919 | 0.52085 | 0.47349
2920 | 0.40572 | 0.38005
2921 | 0.27449 | 0.27061
2922 | 0.14353 | 0.15802
2923 | 0.039819 | 0.061222
2924 | 0.0008 | 0.0008
2925 | 0 | 0
2926 | 0 | 0
2927 | 0 | 0
2928 | 0 | 0
2929 | 0 | 0
2930 | 0 | 0
2931 | 0 | 0
2932 | 0 | 0
2933 | 0 | 0
2934 | 0.0256 | 0.03027
2935 | 0.096623 | 0.10674
2936 | 0.26641 | 0.27114
2937 | 0.54418 | 0.51332
2938 | 0.36225 | 0.34735
2939 | 0.25147 | 0.2477
2940 | 0.45006 | 0.42535
2941 | 0.21588 | 0.21342
2942 | 0.116 | 0.116
2943 | 0.0504 | 0.0504
2944 | 0.116 | 0.116
2945 | 0.0304 | 0.0304
2946 | 0.13056 | 0.13933
2947 | 0.03859 | 0.064517
2948 | 0.0048 | 0.0048
2949 | 0 | 0
2950 | 0 | 0
2951 | 0 | 0
2952 | 0 | 0
2953 | 0 | 0
2954 | 0 | 0
2955 | 0 | 0
2956 | 0 | 0
2957 | 0 | 0
2958 | 0.0208 | 0.066263
2959 | 0.12977 | 0.17856
2960 | 0.33091 | 0.34033
2961 | 0.52816 | 0.48942
2962 | 0.69832 | 0.61491
2963 | 0.79488 | 0.70111
2964 | 0.40115 | 0.38518
2965 | 0.37046 | 0.36001
2966 | 0.32662 | 0.32204
2967 | 0.27967 | 0.27651
2968 | 0.22532 | 0.22379
2969 | 0.15362 | 0.15351
2970 | 0.085425 | 0.085588
2971 | 0.028 | 0.028
2972 | 0.0008 | 0.0008
2973 | 0 | 0
2974 | 0 | 0
2975 | 0 | 0
2976 | 0 | 0
2977 | 0 | 0
2978 | 0 | 0
2979 | 0 | 0
2980 | 0 | 0
2981 | 0 | 0
2982 | 0.0224 | 0.063999
2983 | 0.14176 | 0.19524
2984 | 0.34668 | 0.35725
2985 | 0.47775 | 0.44453
2986 | 0.64112 | 0.5685
2987 | 0.76395 | 0.67408
2988 | 0.35398 | 0.34316
2989 | 0.37316 | 0.36237
2990 | 0.42311 | 0.40406
2991 | 0.34011 | 0.33116
2992 | 0.23597 | 0.23414
2993 | 0.20058 | 0.20028
2994 | 0.090846 | 0.091176
2995 | 0.028 | 0.028
2996 | 0.0008 | 0.0008
2997 | 0 | 0
2998 | 0 | 0
2999 | 0 | 0
3000 | 0 | 0
3001 | 0 | 0
3002 | 0 | 0
3003 | 0 | 0
3004 | 0 | 0
3005 | 0 | 0
3006 | 0.02 | 0.02
3007 | 0.072 | 0.072
3008 | 0.1388 | 0.1391
3009 | 0.19996 | 0.19903
3010 | 0.25475 | 0.25257
3011 | 0.29455 | 0.29088
3012 | 0.30029 | 0.29737
3013 | 0.27561 | 0.27343
3014 | 0.26588 | 0.26383
3015 | 0.2112 | 0.21031
3016 | 0.16269 | 0.16235
3017 | 0.1168 | 0.1168
3018 | 0.0568 | 0.0568
3019 | 0.0208 | 0.0208
3020 | 0.0008 | 0.0008
3021 | 0 | 0
3022 | 0 | 0
3023 | 0 | 0
3024 | 0 | 0
3025 | 0 | 0
3026 | 0 | 0
3027 | 0 | 0
3028 | 0 | 0
3029 | 0 | 0
3030 | 0.0272 | 0.063736
3031 | 0.12495 | 0.1731
3032 | 0.29846 | 0.31187
3033 | 0.4766 | 0.44672
3034 | 0.63261 | 0.56194
3035 | 0.74583 | 0.64562
3036 | 0.8074 | 0.69147
3037 | 0.81911 | 0.70013
3038 | 0.77511 | 0.66771
3039 | 0.67782 | 0.59584
3040 | 0.53621 | 0.49085
3041 | 0.36371 | 0.36305
3042 | 0.18236 | 0.22196
3043 | 0.033648 | 0.092175
3044 | 0.0024 | 0.0024
3045 | 0 | 0
3046 | 0 | 0
3047 | 0 | 0
3048 | 0 | 0
3049 | 0 | 0
3050 | 0 | 0
3051 | 0 | 0
3052 | 0 | 0
3053 | 0 | 0
3054 | 0.0256 | 0.052897
3055 | 0.11645 | 0.14361
3056 | 0.24716 | 0.25461
3057 | 0.39397 | 0.37724
3058 | 0.52701 | 0.48406
3059 | 0.60824 | 0.54736
3060 | 0.65145 | 0.58323
3061 | 0.68148 | 0.60674
3062 | 0.64317 | 0.57494
3063 | 0.5591 | 0.50934
3064 | 0.47134 | 0.44073
3065 | 0.34279 | 0.34295
3066 | 0.17222 | 0.20722
3067 | 0.038833 | 0.09135
3068 | 0.0032 | 0.0032
3069 | 0 | 0
3070 | 0 | 0
3071 | 0 | 0
3072 | 0 | 0
3073 | 0 | 0
3074 | 0 | 0
3075 | 0 | 0
3076 | 0 | 0
3077 | 0 | 0
3078 | 0.0336 | 0.042518
3079 | 0.11248 | 0.13271
3080 | 0.26132 | 0.27028
3081 | 0.37712 | 0.36336
3082 | 0.454 | 0.42912
3083 | 0.46522 | 0.44012
3084 | 0.53336 | 0.49785
3085 | 0.64138 | 0.5797
3086 | 0.64969 | 0.58383
3087 | 0.54561 | 0.50007
3088 | 0.46515 | 0.43597
3089 | 0.32058 | 0.32279
3090 | 0.17425 | 0.21036
3091 | 0.037442 | 0.088234
3092 | 0.0024 | 0.0024
3093 | 0 | 0
3094 | 0 | 0
3095 | 0 | 0
3096 | 0 | 0
3097 | 0 | 0
3098 | 0 | 0
3099 | 0 | 0
3100 | 0 | 0
3101 | 0 | 0
3102 | 0.032 | 0.046581
3103 | 0.11618 | 0.13596
3104 | 0.23026 | 0.23608
3105 | 0.33319 | 0.32642
3106 | 0.41201 | 0.39747
3107 | 0.47171 | 0.4491
3108 | 0.52855 | 0.4956
3109 | 0.51536 | 0.4855
3110 | 0.47244 | 0.44825
3111 | 0.38902 | 0.37625
3112 | 0.32807 | 0.32028
3113 | 0.25029 | 0.25109
3114 | 0.14868 | 0.15854
3115 | 0.052595 | 0.05915
3116 | 0.0008 | 0.0008
3117 | 0 | 0
3118 | 0 | 0
3119 | 0 | 0
3120 | 0 | 0
3121 | 0 | 0
3122 | 0 | 0
3123 | 0 | 0
3124 | 0 | 0
3125 | 0 | 0
3126 | 0.0288 | 0.0288
3127 | 0.076 | 0.076
3128 | 0.14434 | 0.14471
3129 | 0.21025 | 0.20939
3130 | 0.27083 | 0.26852
3131 | 0.31413 | 0.31001
3132 | 0.33545 | 0.3308
3133 | 0.31646 | 0.31333
3134 | 0.28032 | 0.27821
3135 | 0.25987 | 0.25822
3136 | 0.25021 | 0.2485
3137 | 0.15663 | 0.15671
3138 | 0.099608 | 0.099976
3139 | 0.0344 | 0.0344
3140 | 0.0008 | 0.0008
3141 | 0 | 0
3142 | 0 | 0
3143 | 0 | 0
3144 | 0 | 0
3145 | 0 | 0
3146 | 0 | 0
3147 | 0 | 0
3148 | 0 | 0
3149 | 0 | 0
3150 | 0.0064 | 0.0064
3151 | 0.0176 | 0.0176
3152 | 0.0328 | 0.0328
3153 | 0.0864 | 0.0864
3154 | 0.17652 | 0.17593
3155 | 0.24706 | 0.24544
3156 | 0.4032 | 0.39092
3157 | 0.38752 | 0.37841
3158 | 0.37127 | 0.36149
3159 | 0.47612 | 0.45164
3160 | 0.33891 | 0.33135
3161 | 0.23955 | 0.24065
3162 | 0.1687 | 0.18986
3163 | 0.074912 | 0.11846
3164 | 0.0088 | 0.0088
3165 | 0 | 0
3166 | 0 | 0
3167 | 0 | 0
3168 | 0 | 0
3169 | 0 | 0
3170 | 0 | 0
3171 | 0 | 0
3172 | 0 | 0
3173 | 0 | 0
3174 | 0.0096 | 0.0096
3175 | 0.0256 | 0.0256
3176 | 0.0488 | 0.0488
3177 | 0.076 | 0.076
3178 | 0.0888 | 0.0888
3179 | 0.1112 | 0.1112
3180 | 0.1272 | 0.1272
3181 | 0.128 | 0.128
3182 | 0.13932 | 0.13919
3183 | 0.13369 | 0.13359
3184 | 0.1024 | 0.1024
3185 | 0.0752 | 0.0752
3186 | 0.0432 | 0.0432
3187 | 0.0184 | 0.0184
3188 | 0.0016 | 0.0016
3189 | 0 | 0
3190 | 0 | 0
3191 | 0 | 0
3192 | 0 | 0
3193 | 0 | 0
3194 | 0 | 0
3195 | 0 | 0
3196 | 0 | 0
3197 | 0 | 0
3198 | 0.032 | 0.064604
3199 | 0.12826 | 0.16562
3200 | 0.26747 | 0.27986
3201 | 0.41165 | 0.39833
3202 | 0.496 | 0.46649
3203 | 0.60105 | 0.55096
3204 | 0.66326 | 0.59981
3205 | 0.68118 | 0.61397
3206 | 0.64046 | 0.58061
3207 | 0.55359 | 0.51281
3208 | 0.44464 | 0.42473
3209 | 0.30074 | 0.30608
3210 | 0.16913 | 0.19969
3211 | 0.060463 | 0.094617
3212 | 0.0048 | 0.0048
3213 | 0 | 0
3214 | 0 | 0
3215 | 0 | 0
3216 | 0 | 0
3217 | 0 | 0
3218 | 0 | 0
3219 | 0 | 0
3220 | 0 | 0
3221 | 0.0016 | 0.0016
3222 | 0.032 | 0.035566
3223 | 0.0256 | 0.0256
3224 | 0.13933 | 0.13989
3225 | 0.0376 | 0.0376
3226 | 0.0784 | 0.0784
3227 | 0.18923 | 0.18875
3228 | 0.36021 | 0.35469
3229 | 0.28045 | 0.27819
3230 | 0.32061 | 0.31727
3231 | 0.30405 | 0.30126
3232 | 0.32191 | 0.31645
3233 | 0.23153 | 0.23293
3234 | 0.15341 | 0.16865
3235 | 0.068917 | 0.1097
3236 | 0.0112 | 0.0112
3237 | 0 | 0
3238 | 0 | 0
3239 | 0 | 0
3240 | 0 | 0
3241 | 0 | 0
3242 | 0 | 0
3243 | 0 | 0
3244 | 0 | 0
3245 | 0.0008 | 0.0008
3246 | 0.0344 | 0.061833
3247 | 0.11444 | 0.12747
3248 | 0.14263 | 0.14311
3249 | 0.27427 | 0.27194
3250 | 0.36205 | 0.35317
3251 | 0.54447 | 0.5109
3252 | 0.53815 | 0.50662
3253 | 0.68702 | 0.6246
3254 | 0.55107 | 0.51652
3255 | 0.50493 | 0.47737
3256 | 0.48678 | 0.46378
3257 | 0.35401 | 0.36366
3258 | 0.19413 | 0.24564
3259 | 0.070469 | 0.11286
3260 | 0.0096 | 0.0096
3261 | 0 | 0
3262 | 0 | 0
3263 | 0 | 0
3264 | 0 | 0
3265 | 0 | 0
3266 | 0 | 0
3267 | 0 | 0
3268 | 0 | 0
3269 | 0.0008 | 0.0008
3270 | 0.0248 | 0.0248
3271 | 0.064 | 0.064
3272 | 0.1048 | 0.1048
3273 | 0.13842 | 0.13839
3274 | 0.17964 | 0.17913
3275 | 0.2025 | 0.20239
3276 | 0.20983 | 0.20958
3277 | 0.20983 | 0.20958
3278 | 0.20491 | 0.20479
3279 | 0.18619 | 0.18551
3280 | 0.15371 | 0.15356
3281 | 0.1168 | 0.1168
3282 | 0.0704 | 0.0704
3283 | 0.0312 | 0.0312
3284 | 0.0016 | 0.0016
3285 | 0 | 0
3286 | 0 | 0
3287 | 0 | 0
3288 | 0 | 0
3289 | 0 | 0
3290 | 0 | 0
3291 | 0 | 0
3292 | 0 | 0
3293 | 0.0016 | 0.0016
3294 | 0.0288 | 0.080301
3295 | 0.13954 | 0.19841
3296 | 0.30664 | 0.33246
3297 | 0.47704 | 0.46265
3298 | 0.61604 | 0.56545
3299 | 0.7247 | 0.64759
3300 | 0.79205 | 0.69806
3301 | 0.80426 | 0.70747
3302 | 0.76531 | 0.67815
3303 | 0.67507 | 0.61092
3304 | 0.54197 | 0.51375
3305 | 0.37645 | 0.38985
3306 | 0.19523 | 0.25188
3307 | 0.074092 | 0.11999
3308 | 0.0088 | 0.0088
3309 | 0 | 0
3310 | 0 | 0
3311 | 0 | 0
3312 | 0 | 0
3313 | 0 | 0
3314 | 0 | 0
3315 | 0 | 0
3316 | 0 | 0
3317 | 0.0008 | 0.0008
3318 | 0.0448 | 0.057584
3319 | 0.13482 | 0.14825
3320 | 0.23793 | 0.24383
3321 | 0.32834 | 0.32482
3322 | 0.38909 | 0.37931
3323 | 0.44222 | 0.42623
3324 | 0.50337 | 0.4801
3325 | 0.49976 | 0.47963
3326 | 0.47988 | 0.46123
3327 | 0.43419 | 0.41969
3328 | 0.32914 | 0.32436
3329 | 0.24876 | 0.25121
3330 | 0.16148 | 0.17293
3331 | 0.05884 | 0.080411
3332 | 0.0072 | 0.0072
3333 | 0 | 0
3334 | 0 | 0
3335 | 0 | 0
3336 | 0 | 0
3337 | 0 | 0
3338 | 0 | 0
3339 | 0 | 0
3340 | 0 | 0
3341 | 0.0008 | 0.0008
3342 | 0.0256 | 0.0256
3343 | 0.0664 | 0.0664
3344 | 0.1072 | 0.1072
3345 | 0.13601 | 0.13599
3346 | 0.18273 | 0.18234
3347 | 0.1873 | 0.18719
3348 | 0.20251 | 0.20239
3349 | 0.20342 | 0.20318
3350 | 0.2009 | 0.20079
3351 | 0.18446 | 0.18393
3352 | 0.1481 | 0.14796
3353 | 0.112 | 0.112
3354 | 0.076 | 0.076
3355 | 0.0352 | 0.0352
3356 | 0.0016 | 0.0016
3357 | 0 | 0
3358 | 0 | 0
3359 | 0 | 0
3360 | 0 | 0
3361 | 0 | 0
3362 | 0 | 0
3363 | 0 | 0
3364 | 0 | 0
3365 | 0.0008 | 0.0008
3366 | 0.0304 | 0.0304
3367 | 0.082889 | 0.083188
3368 | 0.14264 | 0.14313
3369 | 0.19368 | 0.19348
3370 | 0.23763 | 0.23664
3371 | 0.26629 | 0.26461
3372 | 0.30841 | 0.30617
3373 | 0.28915 | 0.28698
3374 | 0.27449 | 0.27259
3375 | 0.2425 | 0.24145
3376 | 0.19222 | 0.19191
3377 | 0.15814 | 0.15834
3378 | 0.10116 | 0.10158
3379 | 0.0456 | 0.0456
3380 | 0.0032 | 0.0032
3381 | 0 | 0
3382 | 0 | 0
3383 | 0 | 0
3384 | 0 | 0
3385 | 0 | 0
3386 | 0 | 0
3387 | 0 | 0
3388 | 0 | 0
3389 | 0.0008 | 0.0008
3390 | 0.024 | 0.024
3391 | 0.0576 | 0.0576
3392 | 0.0952 | 0.0952
3393 | 0.13281 | 0.13279
3394 | 0.16665 | 0.16635
3395 | 0.19298 | 0.19278
3396 | 0.20821 | 0.20798
3397 | 0.21381 | 0.21358
3398 | 0.20659 | 0.20638
3399 | 0.18567 | 0.18559
3400 | 0.15608 | 0.15596
3401 | 0.1176 | 0.1176
3402 | 0.0736 | 0.0736
3403 | 0.0328 | 0.0328
3404 | 0.0024 | 0.0024
3405 | 0 | 0
3406 | 0 | 0
3407 | 0 | 0
3408 | 0 | 0
3409 | 0 | 0
3410 | 0 | 0
3411 | 0 | 0
3412 | 0 | 0
3413 | 0.0032 | 0.0032
3414 | 0.0296 | 0.090213
3415 | 0.14512 | 0.2133
3416 | 0.33066 | 0.36401
3417 | 0.53521 | 0.52483
3418 | 0.71161 | 0.65993
3419 | 0.78348 | 0.7168
3420 | 0.45022 | 0.43432
3421 | 0.42278 | 0.41163
3422 | 0.39283 | 0.38377
3423 | 0.30521 | 0.30286
3424 | 0.26151 | 0.26046
3425 | 0.18883 | 0.18943
3426 | 0.13649 | 0.14132
3427 | 0.062013 | 0.073393
3428 | 0.0072 | 0.0072
3429 | 0 | 0
3430 | 0 | 0
3431 | 0 | 0
3432 | 0 | 0
3433 | 0 | 0
3434 | 0 | 0
3435 | 0 | 0
3436 | 0 | 0
3437 | 0.0016 | 0.0016
3438 | 0.048 | 0.060137
3439 | 0.12884 | 0.14111
3440 | 0.22812 | 0.23362
3441 | 0.3131 | 0.31168
3442 | 0.38672 | 0.37954
3443 | 0.44425 | 0.43121
3444 | 0.47358 | 0.45658
3445 | 0.52095 | 0.49751
3446 | 0.50302 | 0.48332
3447 | 0.43994 | 0.42499
3448 | 0.33204 | 0.32836
3449 | 0.25469 | 0.2576
3450 | 0.14978 | 0.15717
3451 | 0.06154 | 0.069454
3452 | 0.0024 | 0.0024
3453 | 0 | 0
3454 | 0 | 0
3455 | 0 | 0
3456 | 0 | 0
3457 | 0 | 0
3458 | 0 | 0
3459 | 0 | 0
3460 | 0 | 0
3461 | 0.0032 | 0.0032
3462 | 0.0448 | 0.059255
3463 | 0.10704 | 0.1095
3464 | 0.18151 | 0.18299
3465 | 0.28174 | 0.28079
3466 | 0.37272 | 0.36598
3467 | 0.49653 | 0.4749
3468 | 0.38626 | 0.37834
3469 | 0.48892 | 0.46997
3470 | 0.51278 | 0.48923
3471 | 0.33831 | 0.33276
3472 | 0.35896 | 0.35438
3473 | 0.26678 | 0.27098
3474 | 0.17643 | 0.20179
3475 | 0.064837 | 0.080508
3476 | 0.0024 | 0.0024
3477 | 0 | 0
3478 | 0 | 0
3479 | 0 | 0
3480 | 0 | 0
3481 | 0 | 0
3482 | 0 | 0
3483 | 0 | 0
3484 | 0 | 0
3485 | 0.0032 | 0.0032
3486 | 0.028 | 0.10463
3487 | 0.16579 | 0.24411
3488 | 0.35626 | 0.39473
3489 | 0.54185 | 0.53434
3490 | 0.69959 | 0.6511
3491 | 0.81452 | 0.73474
3492 | 0.87733 | 0.78047
3493 | 0.88372 | 0.7844
3494 | 0.83383 | 0.74732
3495 | 0.72969 | 0.67074
3496 | 0.58387 | 0.56263
3497 | 0.40362 | 0.42851
3498 | 0.21334 | 0.28027
3499 | 0.085319 | 0.13743
3500 | 0.0104 | 0.0104
3501 | 0 | 0
3502 | 0 | 0
3503 | 0 | 0
3504 | 0 | 0
3505 | 0 | 0
3506 | 0 | 0
3507 | 0 | 0
3508 | 0 | 0
3509 | 0.0032 | 0.0032
3510 | 0.0256 | 0.10259
3511 | 0.16127 | 0.2401
3512 | 0.34559 | 0.38674
3513 | 0.52949 | 0.52478
3514 | 0.68896 | 0.64155
3515 | 0.80255 | 0.7252
3516 | 0.86735 | 0.77253
3517 | 0.87707 | 0.77963
3518 | 0.8324 | 0.74731
3519 | 0.73092 | 0.67311
3520 | 0.5885 | 0.56819
3521 | 0.40993 | 0.43566
3522 | 0.22084 | 0.28901
3523 | 0.090934 | 0.14615
3524 | 0.0144 | 0.0144
3525 | 0 | 0
3526 | 0 | 0
3527 | 0 | 0
3528 | 0 | 0
3529 | 0 | 0
3530 | 0 | 0
3531 | 0 | 0
3532 | 0 | 0
3533 | 0.0032 | 0.0032
3534 | 0.0312 | 0.091864
3535 | 0.14592 | 0.2165
3536 | 0.3133 | 0.34979
3537 | 0.48115 | 0.47763
3538 | 0.6244 | 0.58506
3539 | 0.72622 | 0.66101
3540 | 0.77571 | 0.69838
3541 | 0.78284 | 0.70394
3542 | 0.73633 | 0.66846
3543 | 0.64775 | 0.60122
3544 | 0.51873 | 0.50244
3545 | 0.36026 | 0.3816
3546 | 0.19727 | 0.25216
3547 | 0.080533 | 0.12556
3548 | 0.012 | 0.012
3549 | 0 | 0
3550 | 0 | 0
3551 | 0 | 0
3552 | 0 | 0
3553 | 0 | 0
3554 | 0 | 0
3555 | 0 | 0
3556 | 0 | 0
3557 | 0.0032 | 0.0032
3558 | 0.0392 | 0.077017
3559 | 0.14644 | 0.20189
3560 | 0.29999 | 0.3313
3561 | 0.43341 | 0.43127
3562 | 0.56206 | 0.53447
3563 | 0.55115 | 0.52352
3564 | 0.63099 | 0.58869
3565 | 0.62159 | 0.58006
3566 | 0.59299 | 0.55715
3567 | 0.46485 | 0.44849
3568 | 0.33671 | 0.33396
3569 | 0.24602 | 0.24894
3570 | 0.16528 | 0.17619
3571 | 0.072011 | 0.098702
3572 | 0.008 | 0.008
3573 | 0 | 0
3574 | 0 | 0
3575 | 0 | 0
3576 | 0 | 0
3577 | 0 | 0
3578 | 0 | 0
3579 | 0 | 0
3580 | 0 | 0
3581 | 0.0008 | 0.0008
3582 | 0.0408 | 0.0408
3583 | 0.10681 | 0.10873
3584 | 0.17914 | 0.18062
3585 | 0.26042 | 0.26022
3586 | 0.31044 | 0.30837
3587 | 0.36476 | 0.35926
3588 | 0.38977 | 0.38323
3589 | 0.37122 | 0.36668
3590 | 0.36228 | 0.35784
3591 | 0.30808 | 0.30606
3592 | 0.26597 | 0.26526
3593 | 0.19645 | 0.19739
3594 | 0.12695 | 0.1287
3595 | 0.0576 | 0.0576
3596 | 0.0064 | 0.0064
3597 | 0 | 0
3598 | 0 | 0
3599 | 0 | 0
3600 | 0 | 0
3601 | 0 | 0
3602 | 0 | 0
3603 | 0 | 0
3604 | 0 | 0
3605 | 0.0008 | 0.0008
3606 | 0.0384 | 0.048642
3607 | 0.094535 | 0.095176
3608 | 0.17077 | 0.17187
3609 | 0.22145 | 0.22139
3610 | 0.27456 | 0.27334
3611 | 0.29666 | 0.29497
3612 | 0.34651 | 0.34366
3613 | 0.36118 | 0.35713
3614 | 0.32736 | 0.32442
3615 | 0.2969 | 0.29485
3616 | 0.24343 | 0.24297
3617 | 0.18331 | 0.18388
3618 | 0.13047 | 0.13268
3619 | 0.060947 | 0.061588
3620 | 0.0056 | 0.0056
3621 | 0 | 0
3622 | 0 | 0
3623 | 0 | 0
3624 | 0 | 0
3625 | 0 | 0
3626 | 0 | 0
3627 | 0 | 0
3628 | 0 | 0
3629 | 0.0008 | 0.0008
3630 | 0.0312 | 0.0312
3631 | 0.08 | 0.08
3632 | 0.13726 | 0.13756
3633 | 0.21661 | 0.21663
3634 | 0.31503 | 0.31219
3635 | 0.30155 | 0.29974
3636 | 0.39733 | 0.38945
3637 | 0.36958 | 0.36597
3638 | 0.37005 | 0.36401
3639 | 0.29173 | 0.29012
3640 | 0.26993 | 0.26926
3641 | 0.15405 | 0.15434
3642 | 0.12978 | 0.13264
3643 | 0.044 | 0.044
3644 | 0.0032 | 0.0032
3645 | 0 | 0
3646 | 0 | 0
3647 | 0 | 0
3648 | 0 | 0
3649 | 0 | 0
3650 | 0 | 0
3651 | 0 | 0
3652 | 0 | 0
3653 | 0.0016 | 0.0016
3654 | 0.0392 | 0.0392
3655 | 0.094537 | 0.095176
3656 | 0.1496 | 0.15031
3657 | 0.2126 | 0.21263
3658 | 0.2551 | 0.25421
3659 | 0.28872 | 0.28694
3660 | 0.29687 | 0.29497
3661 | 0.29778 | 0.29576
3662 | 0.28471 | 0.28297
3663 | 0.23657 | 0.23588
3664 | 0.20329 | 0.20309
3665 | 0.16744 | 0.1679
3666 | 0.11347 | 0.11435
3667 | 0.0576 | 0.0576
3668 | 0.0088 | 0.0088
3669 | 0 | 0
3670 | 0 | 0
3671 | 0 | 0
3672 | 0 | 0
3673 | 0 | 0
3674 | 0 | 0
3675 | 0 | 0
3676 | 0 | 0
3677 | 0.004 | 0.004
3678 | 0.0624 | 0.10888
3679 | 0.15299 | 0.23143
3680 | 0.37586 | 0.42203
3681 | 0.56893 | 0.57102
3682 | 0.73619 | 0.69741
3683 | 0.78804 | 0.73184
3684 | 0.44039 | 0.42809
3685 | 0.4483 | 0.43795
3686 | 0.40831 | 0.39963
3687 | 0.26582 | 0.26457
3688 | 0.23936 | 0.23901
3689 | 0.1557 | 0.15595
3690 | 0.0952 | 0.0952
3691 | 0.0464 | 0.0464
3692 | 0.0072 | 0.0072
3693 | 0 | 0
3694 | 0 | 0
3695 | 0 | 0
3696 | 0 | 0
3697 | 0 | 0
3698 | 0 | 0
3699 | 0 | 0
3700 | 0 | 0
3701 | 0.0056 | 0.0056
3702 | 0.0616 | 0.10414
3703 | 0.15289 | 0.23375
3704 | 0.32742 | 0.37327
3705 | 0.50234 | 0.505
3706 | 0.64971 | 0.61393
3707 | 0.75705 | 0.69214
3708 | 0.81719 | 0.73716
3709 | 0.82944 | 0.74583
3710 | 0.78623 | 0.71424
3711 | 0.69204 | 0.64474
3712 | 0.55649 | 0.5437
3713 | 0.38871 | 0.41904
3714 | 0.21133 | 0.28107
3715 | 0.056484 | 0.14546
3716 | 0.0216 | 0.049225
3717 | 0 | 0
3718 | 0 | 0
3719 | 0 | 0
3720 | 0 | 0
3721 | 0 | 0
3722 | 0 | 0
3723 | 0 | 0
3724 | 0 | 0
3725 | 0.0016 | 0.0016
3726 | 0.0432 | 0.0432
3727 | 0.11201 | 0.11431
3728 | 0.16906 | 0.17027
3729 | 0.21179 | 0.21185
3730 | 0.27601 | 0.27494
3731 | 0.31644 | 0.31405
3732 | 0.34436 | 0.3412
3733 | 0.34187 | 0.33882
3734 | 0.31807 | 0.31567
3735 | 0.27129 | 0.27019
3736 | 0.21208 | 0.21188
3737 | 0.16667 | 0.16711
3738 | 0.10992 | 0.11038
3739 | 0.064967 | 0.065588
3740 | 0.0176 | 0.0176
3741 | 0 | 0
3742 | 0 | 0
3743 | 0 | 0
3744 | 0 | 0
3745 | 0 | 0
3746 | 0 | 0
3747 | 0 | 0
3748 | 0 | 0
3749 | 0.0016 | 0.0016
3750 | 0.048 | 0.052727
3751 | 0.13372 | 0.14595
3752 | 0.235 | 0.24455
3753 | 0.40301 | 0.40477
3754 | 0.58816 | 0.5636
3755 | 0.55647 | 0.5314
3756 | 0.61211 | 0.57621
3757 | 0.63677 | 0.59567
3758 | 0.60487 | 0.56947
3759 | 0.52601 | 0.5057
3760 | 0.45524 | 0.44859
3761 | 0.33045 | 0.34794
3762 | 0.18443 | 0.21515
3763 | 0.075568 | 0.11443
3764 | 0.028 | 0.044311
3765 | 0 | 0
3766 | 0 | 0
3767 | 0 | 0
3768 | 0 | 0
3769 | 0 | 0
3770 | 0 | 0
3771 | 0 | 0
3772 | 0 | 0
3773 | 0.0048 | 0.0048
3774 | 0.0568 | 0.08989
3775 | 0.14394 | 0.19493
3776 | 0.29161 | 0.32517
3777 | 0.44117 | 0.44385
3778 | 0.56402 | 0.54061
3779 | 0.63134 | 0.59431
3780 | 0.71329 | 0.66128
3781 | 0.73788 | 0.67899
3782 | 0.69668 | 0.64748
3783 | 0.59366 | 0.56381
3784 | 0.47295 | 0.46575
3785 | 0.34249 | 0.36198
3786 | 0.19971 | 0.24327
3787 | 0.073514 | 0.12929
3788 | 0.0248 | 0.04316
3789 | 0 | 0
3790 | 0 | 0
3791 | 0 | 0
3792 | 0 | 0
3793 | 0 | 0
3794 | 0 | 0
3795 | 0 | 0
3796 | 0 | 0
3797 | 0.0088 | 0.0088
3798 | 0.0504 | 0.066157
3799 | 0.14831 | 0.17811
3800 | 0.17664 | 0.17967
3801 | 0.32667 | 0.32807
3802 | 0.3897 | 0.38421
3803 | 0.51106 | 0.49325
3804 | 0.38476 | 0.37837
3805 | 0.28622 | 0.28459
3806 | 0.32533 | 0.32285
3807 | 0.3995 | 0.39117
3808 | 0.53055 | 0.5224
3809 | 0.38947 | 0.41927
3810 | 0.2547 | 0.31895
3811 | 0.080728 | 0.13885
3812 | 0.028 | 0.060811
3813 | 0 | 0
3814 | 0 | 0
3815 | 0 | 0
3816 | 0 | 0
3817 | 0 | 0
3818 | 0 | 0
3819 | 0 | 0
3820 | 0 | 0
3821 | 0.0016 | 0.0016
3822 | 0.044 | 0.044
3823 | 0.0864 | 0.0864
3824 | 0.15142 | 0.15267
3825 | 0.39444 | 0.39719
3826 | 0.49596 | 0.4829
3827 | 0.80883 | 0.7557
3828 | 0.52996 | 0.50746
3829 | 0.5611 | 0.5369
3830 | 0.47988 | 0.46509
3831 | 0.33232 | 0.32792
3832 | 0.14483 | 0.14474
3833 | 0.17985 | 0.18065
3834 | 0.1032 | 0.1032
3835 | 0.06 | 0.06
3836 | 0.0056 | 0.0056
3837 | 0 | 0
3838 | 0 | 0
3839 | 0 | 0
3840 | 0 | 0
3841 | 0 | 0
3842 | 0 | 0
3843 | 0 | 0
3844 | 0 | 0
3845 | 0.008 | 0.008
3846 | 0.0712 | 0.12162
3847 | 0.16104 | 0.25112
3848 | 0.34359 | 0.39459
3849 | 0.51082 | 0.51838
3850 | 0.65692 | 0.62493
3851 | 0.74118 | 0.69226
3852 | 0.33511 | 0.3306
3853 | 0.34254 | 0.33962
3854 | 0.34012 | 0.33717
3855 | 0.31205 | 0.30999
3856 | 0.25444 | 0.25413
3857 | 0.19714 | 0.19821
3858 | 0.12361 | 0.12474
3859 | 0.070151 | 0.071964
3860 | 0.02 | 0.02
3861 | 0 | 0
3862 | 0 | 0
3863 | 0 | 0
3864 | 0 | 0
3865 | 0 | 0
3866 | 0 | 0
3867 | 0 | 0
3868 | 0 | 0
3869 | 0.004 | 0.004
3870 | 0.032 | 0.032
3871 | 0.0192 | 0.0192
3872 | 0.17938 | 0.18285
3873 | 0.13678 | 0.13679
3874 | 0.0712 | 0.0712
3875 | 0.33087 | 0.32651
3876 | 0.2822 | 0.27966
3877 | 0.68538 | 0.64332
3878 | 0.54642 | 0.52486
3879 | 0.37792 | 0.3715
3880 | 0.62866 | 0.62279
3881 | 0.30358 | 0.31341
3882 | 0.17358 | 0.1903
3883 | 0.0128 | 0.0128
3884 | 0.004 | 0.004
3885 | 0 | 0
3886 | 0 | 0
3887 | 0 | 0
3888 | 0 | 0
3889 | 0 | 0
3890 | 0 | 0
3891 | 0 | 0
3892 | 0 | 0
3893 | 0.0056 | 0.0056
3894 | 0.0616 | 0.099417
3895 | 0.14769 | 0.21747
3896 | 0.30443 | 0.34765
3897 | 0.46342 | 0.47012
3898 | 0.59395 | 0.5691
3899 | 0.68729 | 0.64054
3900 | 0.74591 | 0.68641
3901 | 0.74841 | 0.68899
3902 | 0.71087 | 0.65969
3903 | 0.63848 | 0.60318
3904 | 0.51863 | 0.51212
3905 | 0.36959 | 0.39668
3906 | 0.21019 | 0.27035
3907 | 0.069886 | 0.14566
3908 | 0.028 | 0.050539
3909 | 0 | 0
3910 | 0 | 0
3911 | 0 | 0
3912 | 0 | 0
3913 | 0 | 0
3914 | 0 | 0
3915 | 0 | 0
3916 | 0 | 0
3917 | 0.0016 | 0.0016
3918 | 0.0392 | 0.0392
3919 | 0.14928 | 0.17969
3920 | 0.27306 | 0.29538
3921 | 0.47651 | 0.48323
3922 | 0.6009 | 0.57728
3923 | 0.81186 | 0.76127
3924 | 0.34418 | 0.33934
3925 | 0.40731 | 0.39982
3926 | 0.24085 | 0.23985
3927 | 0.25435 | 0.25341
3928 | 0.36001 | 0.3584
3929 | 0.29057 | 0.2972
3930 | 0.19552 | 0.23013
3931 | 0.080668 | 0.11921
3932 | 0.032 | 0.047902
3933 | 0 | 0
3934 | 0 | 0
3935 | 0 | 0
3936 | 0 | 0
3937 | 0 | 0
3938 | 0 | 0
3939 | 0 | 0
3940 | 0 | 0
3941 | 0.0088 | 0.0088
3942 | 0.0304 | 0.0304
3943 | 0.088 | 0.088
3944 | 0.1024 | 0.1024
3945 | 0.29057 | 0.29179
3946 | 0.54084 | 0.52401
3947 | 0.5984 | 0.56776
3948 | 0.52442 | 0.50357
3949 | 0.26503 | 0.26292
3950 | 0.17176 | 0.1711
3951 | 0.398 | 0.39042
3952 | 0.27919 | 0.27874
3953 | 0.30091 | 0.31098
3954 | 0.20933 | 0.25056
3955 | 0.088378 | 0.17501
3956 | 0.0208 | 0.064796
3957 | 0 | 0
3958 | 0 | 0
3959 | 0 | 0
3960 | 0 | 0
3961 | 0 | 0
3962 | 0 | 0
3963 | 0 | 0
3964 | 0 | 0
3965 | 0.0056 | 0.0056
3966 | 0.0512 | 0.06932
3967 | 0.14921 | 0.20213
3968 | 0.24513 | 0.25794
3969 | 0.23923 | 0.23966
3970 | 0.30407 | 0.30285
3971 | 0.27058 | 0.26941
3972 | 0.34564 | 0.34281
3973 | 0.20047 | 0.19993
3974 | 0.27231 | 0.27101
3975 | 0.3254 | 0.32161
3976 | 0.124 | 0.124
3977 | 0.0384 | 0.0384
3978 | 0.0264 | 0.0264
3979 | 0.0144 | 0.0144
3980 | 0.0048 | 0.0048
3981 | 0 | 0
3982 | 0 | 0
3983 | 0 | 0
3984 | 0 | 0
3985 | 0 | 0
3986 | 0 | 0
3987 | 0 | 0
3988 | 0 | 0
3989 | 0.0016 | 0.0016
3990 | 0.04 | 0.04
3991 | 0.096085 | 0.096776
3992 | 0.14879 | 0.14953
3993 | 0.19018 | 0.1903
3994 | 0.22669 | 0.22628
3995 | 0.26092 | 0.25982
3996 | 0.29642 | 0.29501
3997 | 0.31429 | 0.31257
3998 | 0.27797 | 0.27659
3999 | 0.25513 | 0.25421
4000 | 0.1984 | 0.19831
4001 | 0.1652 | 0.16554
4002 | 0.12066 | 0.12155
4003 | 0.0656 | 0.0656
4004 | 0.02 | 0.02
4005 | 0 | 0
4006 | 0 | 0
4007 | 0 | 0
4008 | 0 | 0
4009 | 0 | 0
4010 | 0 | 0
4011 | 0 | 0
4012 | 0 | 0
4013 | 0.0048 | 0.0048
4014 | 0.0504 | 0.074823
4015 | 0.13822 | 0.15308
4016 | 0.21698 | 0.22264
4017 | 0.29675 | 0.29815
4018 | 0.23155 | 0.23104
4019 | 0.31186 | 0.31011
4020 | 0.25699 | 0.25584
4021 | 0.34242 | 0.33962
4022 | 0.42256 | 0.4139
4023 | 0.43125 | 0.42204
4024 | 0.39341 | 0.39139
4025 | 0.34318 | 0.36014
4026 | 0.19552 | 0.22784
4027 | 0.079595 | 0.1419
4028 | 0.0312 | 0.064979
4029 | 0.0008 | 0.0008
4030 | 0 | 0
4031 | 0 | 0
4032 | 0 | 0
4033 | 0 | 0
4034 | 0 | 0
4035 | 0 | 0
4036 | 0 | 0
4037 | 0.0064 | 0.0064
4038 | 0.0624 | 0.10494
4039 | 0.14722 | 0.23221
4040 | 0.32039 | 0.37251
4041 | 0.49448 | 0.5058
4042 | 0.64514 | 0.61787
4043 | 0.75584 | 0.69842
4044 | 0.81855 | 0.74502
4045 | 0.8293 | 0.75292
4046 | 0.78923 | 0.72369
4047 | 0.70249 | 0.65971
4048 | 0.56733 | 0.56025
4049 | 0.40294 | 0.43637
4050 | 0.22539 | 0.29918
4051 | 0.067701 | 0.16203
4052 | 0.0256 | 0.061427
4053 | 0 | 0
4054 | 0 | 0
4055 | 0 | 0
4056 | 0 | 0
4057 | 0 | 0
4058 | 0 | 0
4059 | 0 | 0
4060 | 0 | 0
4061 | 0.0064 | 0.0064
4062 | 0.0616 | 0.096265
4063 | 0.14475 | 0.21205
4064 | 0.3014 | 0.34531
4065 | 0.45366 | 0.46316
4066 | 0.58423 | 0.56294
4067 | 0.69378 | 0.64743
4068 | 0.74543 | 0.68795
4069 | 0.75914 | 0.6982
4070 | 0.71494 | 0.66436
4071 | 0.6318 | 0.59946
4072 | 0.50733 | 0.50223
4073 | 0.362 | 0.38606
4074 | 0.20917 | 0.25964
4075 | 0.075793 | 0.13946
4076 | 0.0248 | 0.049095
4077 | 0 | 0
4078 | 0 | 0
4079 | 0 | 0
4080 | 0 | 0
4081 | 0 | 0
4082 | 0 | 0
4083 | 0 | 0
4084 | 0 | 0
4085 | 0.0048 | 0.0048
4086 | 0.0576 | 0.093053
4087 | 0.1491 | 0.20524
4088 | 0.29009 | 0.32538
4089 | 0.44244 | 0.45091
4090 | 0.54963 | 0.53211
4091 | 0.65686 | 0.61831
4092 | 0.71068 | 0.66197
4093 | 0.68974 | 0.64607
4094 | 0.67246 | 0.63141
4095 | 0.55686 | 0.53442
4096 | 0.46135 | 0.45744
4097 | 0.33376 | 0.3499
4098 | 0.20235 | 0.23881
4099 | 0.079367 | 0.12857
4100 | 0.0248 | 0.049095
4101 | 0 | 0
4102 | 0 | 0
4103 | 0 | 0
4104 | 0 | 0
4105 | 0 | 0
4106 | 0 | 0
4107 | 0 | 0
4108 | 0 | 0
4109 | 0.0112 | 0.0112
4110 | 0.0664 | 0.11603
4111 | 0.16217 | 0.23506
4112 | 0.28119 | 0.30782
4113 | 0.37374 | 0.37815
4114 | 0.44444 | 0.43681
4115 | 0.70371 | 0.66254
4116 | 0.47805 | 0.46357
4117 | 0.40699 | 0.39983
4118 | 0.18462 | 0.18389
4119 | 0.42577 | 0.41638
4120 | 0.22877 | 0.22848
4121 | 0.2505 | 0.25516
4122 | 0.23008 | 0.27665
4123 | 0.078415 | 0.17163
4124 | 0.024 | 0.065057
4125 | 0.0016 | 0.0016
4126 | 0 | 0
4127 | 0 | 0
4128 | 0 | 0
4129 | 0 | 0
4130 | 0 | 0
4131 | 0 | 0
4132 | 0 | 0
4133 | 0.0056 | 0.0056
4134 | 0.0512 | 0.087441
4135 | 0.1463 | 0.19433
4136 | 0.28224 | 0.3123
4137 | 0.41504 | 0.42224
4138 | 0.52811 | 0.5128
4139 | 0.61337 | 0.58078
4140 | 0.66086 | 0.61984
4141 | 0.67139 | 0.62859
4142 | 0.64009 | 0.60232
4143 | 0.57166 | 0.54662
4144 | 0.4694 | 0.46441
4145 | 0.34334 | 0.36153
4146 | 0.20731 | 0.24739
4147 | 0.078632 | 0.1356
4148 | 0.0232 | 0.050237
4149 | 0 | 0
4150 | 0 | 0
4151 | 0 | 0
4152 | 0 | 0
4153 | 0 | 0
4154 | 0 | 0
4155 | 0 | 0
4156 | 0 | 0
4157 | 0.0016 | 0.0016
4158 | 0.0176 | 0.0176
4159 | 0.0352 | 0.0352
4160 | 0.0616 | 0.0616
4161 | 0.0728 | 0.0728
4162 | 0.0824 | 0.0824
4163 | 0.1072 | 0.1072
4164 | 0.1136 | 0.1136
4165 | 0.1208 | 0.1208
4166 | 0.11527 | 0.11519
4167 | 0.096 | 0.096
4168 | 0.0824 | 0.0824
4169 | 0.0664 | 0.0664
4170 | 0.048 | 0.048
4171 | 0.0296 | 0.0296
4172 | 0.0112 | 0.0112
4173 | 0 | 0
4174 | 0 | 0
4175 | 0 | 0
4176 | 0 | 0
4177 | 0 | 0
4178 | 0 | 0
4179 | 0 | 0
4180 | 0 | 0
4181 | 0.0064 | 0.0064
4182 | 0.0632 | 0.10968
4183 | 0.16575 | 0.25763
4184 | 0.31795 | 0.36874
4185 | 0.4779 | 0.48882
4186 | 0.68175 | 0.6547
4187 | 0.77641 | 0.72864
4188 | 0.3541 | 0.34887
4189 | 0.39262 | 0.38635
4190 | 0.32731 | 0.3253
4191 | 0.2744 | 0.27338
4192 | 0.20161 | 0.20151
4193 | 0.17945 | 0.17991
4194 | 0.10777 | 0.10799
4195 | 0.0624 | 0.0624
4196 | 0.024 | 0.024
4197 | 0 | 0
4198 | 0 | 0
4199 | 0 | 0
4200 | 0 | 0
4201 | 0 | 0
4202 | 0 | 0
4203 | 0 | 0
4204 | 0 | 0
4205 | 0.0024 | 0.0024
4206 | 0.0464 | 0.047188
4207 | 0.10617 | 0.10794
4208 | 0.20629 | 0.2115
4209 | 0.29113 | 0.29269
4210 | 0.4548 | 0.44605
4211 | 0.50802 | 0.49158
4212 | 0.46656 | 0.45429
4213 | 0.35383 | 0.35079
4214 | 0.21211 | 0.2101
4215 | 0.61419 | 0.591
4216 | 0.39879 | 0.39601
4217 | 0.37029 | 0.39
4218 | 0.15145 | 0.15804
4219 | 0.075565 | 0.080691
4220 | 0.0392 | 0.064977
4221 | 0.0008 | 0.0008
4222 | 0 | 0
4223 | 0 | 0
4224 | 0 | 0
4225 | 0 | 0
4226 | 0 | 0
4227 | 0 | 0
4228 | 0 | 0
4229 | 0.0016 | 0.0016
4230 | 0.0336 | 0.0336
4231 | 0.0816 | 0.0816
4232 | 0.13624 | 0.13675
4233 | 0.179 | 0.17913
4234 | 0.20979 | 0.20951
4235 | 0.24619 | 0.24548
4236 | 0.28607 | 0.28459
4237 | 0.2918 | 0.29018
4238 | 0.29397 | 0.29259
4239 | 0.24934 | 0.24865
4240 | 0.22083 | 0.22067
4241 | 0.17145 | 0.17191
4242 | 0.11097 | 0.11119
4243 | 0.0656 | 0.0656
4244 | 0.0248 | 0.0248
4245 | 0 | 0
4246 | 0 | 0
4247 | 0 | 0
4248 | 0 | 0
4249 | 0 | 0
4250 | 0 | 0
4251 | 0 | 0
4252 | 0 | 0
4253 | 0.0016 | 0.0016
4254 | 0.0264 | 0.0264
4255 | 0.0584 | 0.0584
4256 | 0.1096 | 0.1096
4257 | 0.13117 | 0.13119
4258 | 0.17053 | 0.17034
4259 | 0.20166 | 0.20159
4260 | 0.20815 | 0.20798
4261 | 0.20176 | 0.20158
4262 | 0.19847 | 0.19839
4263 | 0.18245 | 0.18239
4264 | 0.15361 | 0.15356
4265 | 0.1176 | 0.1176
4266 | 0.084 | 0.084
4267 | 0.0496 | 0.0496
4268 | 0.0184 | 0.0184
4269 | 0 | 0
4270 | 0 | 0
4271 | 0 | 0
4272 | 0 | 0
4273 | 0 | 0
4274 | 0 | 0
4275 | 0 | 0
4276 | 0 | 0
4277 | 0.0032 | 0.0032
4278 | 0.0472 | 0.049564
4279 | 0.0608 | 0.0608
4280 | 0.032 | 0.032
4281 | 0.0432 | 0.0432
4282 | 0.0528 | 0.0528
4283 | 0.25496 | 0.25332
4284 | 0.41805 | 0.40916
4285 | 0.66774 | 0.62925
4286 | 0.31079 | 0.30751
4287 | 0.47455 | 0.46127
4288 | 0.3989 | 0.39614
4289 | 0.47657 | 0.50377
4290 | 0.18477 | 0.20374
4291 | 0.09032 | 0.1045
4292 | 0.0304 | 0.03736
4293 | 0.0008 | 0.0008
4294 | 0 | 0
4295 | 0 | 0
4296 | 0 | 0
4297 | 0 | 0
4298 | 0 | 0
4299 | 0 | 0
4300 | 0 | 0
4301 | 0.0016 | 0.0016
4302 | 0.0464 | 0.062945
4303 | 0.0816 | 0.0816
4304 | 0.1168 | 0.1168
4305 | 0.23354 | 0.23408
4306 | 0.25558 | 0.25503
4307 | 0.35576 | 0.35123
4308 | 0.44584 | 0.43442
4309 | 0.15255 | 0.15191
4310 | 0.29518 | 0.29239
4311 | 0.40484 | 0.39675
4312 | 0.0464 | 0.0464
4313 | 0.08 | 0.08
4314 | 0.22032 | 0.24501
4315 | 0.084886 | 0.1036
4316 | 0.0304 | 0.049303
4317 | 0.0008 | 0.0008
4318 | 0 | 0
4319 | 0 | 0
4320 | 0 | 0
4321 | 0 | 0
4322 | 0 | 0
4323 | 0 | 0
4324 | 0 | 0
4325 | 0.0024 | 0.0024
4326 | 0.0424 | 0.047127
4327 | 0.11534 | 0.12139
4328 | 0.21784 | 0.22639
4329 | 0.23038 | 0.2309
4330 | 0.24433 | 0.24385
4331 | 0.22934 | 0.22869
4332 | 0.30864 | 0.30697
4333 | 0.28295 | 0.28139
4334 | 0.40138 | 0.39414
4335 | 0.40178 | 0.39452
4336 | 0.29543 | 0.29451
4337 | 0.32799 | 0.33999
4338 | 0.21981 | 0.26234
4339 | 0.078795 | 0.17082
4340 | 0.0272 | 0.070974
4341 | 0.0008 | 0.0008
4342 | 0 | 0
4343 | 0 | 0
4344 | 0 | 0
4345 | 0 | 0
4346 | 0 | 0
4347 | 0 | 0
4348 | 0 | 0
4349 | 0.0056 | 0.0056
4350 | 0.06 | 0.10097
4351 | 0.15151 | 0.24096
4352 | 0.31628 | 0.36715
4353 | 0.49013 | 0.50136
4354 | 0.62162 | 0.59517
4355 | 0.72457 | 0.67966
4356 | 0.46618 | 0.45253
4357 | 0.48321 | 0.46936
4358 | 0.49402 | 0.47854
4359 | 0.44845 | 0.43886
4360 | 0.36852 | 0.36642
4361 | 0.27432 | 0.27837
4362 | 0.18 | 0.18983
4363 | 0.088112 | 0.10053
4364 | 0.0288 | 0.033774
4365 | 0 | 0
4366 | 0 | 0
4367 | 0 | 0
4368 | 0 | 0
4369 | 0 | 0
4370 | 0 | 0
4371 | 0 | 0
4372 | 0 | 0
4373 | 0.0048 | 0.0048
4374 | 0.032 | 0.032
4375 | 0.087629 | 0.087988
4376 | 0.032 | 0.032
4377 | 0.1032 | 0.1032
4378 | 0.22917 | 0.22864
4379 | 0.1915 | 0.19114
4380 | 0.40057 | 0.39343
4381 | 0.415 | 0.40694
4382 | 0.54004 | 0.51942
4383 | 0.43172 | 0.42206
4384 | 0.38793 | 0.38532
4385 | 0.27913 | 0.28384
4386 | 0.15741 | 0.16515
4387 | 0.0264 | 0.0264
4388 | 0.0056 | 0.0056
4389 | 0 | 0
4390 | 0 | 0
4391 | 0 | 0
4392 | 0 | 0
4393 | 0 | 0
4394 | 0 | 0
4395 | 0 | 0
4396 | 0 | 0
4397 | 0.0024 | 0.0024
4398 | 0.06 | 0.10097
4399 | 0.098629 | 0.11234
4400 | 0.26741 | 0.28913
4401 | 0.34057 | 0.34367
4402 | 0.32256 | 0.32005
4403 | 0.28775 | 0.28517
4404 | 0.59512 | 0.56747
4405 | 0.4583 | 0.44552
4406 | 0.22683 | 0.22539
4407 | 0.28254 | 0.28137
4408 | 0.23529 | 0.23498
4409 | 0.0344 | 0.0344
4410 | 0.0232 | 0.0232
4411 | 0.0128 | 0.0128
4412 | 0.004 | 0.004
4413 | 0 | 0
4414 | 0 | 0
4415 | 0 | 0
4416 | 0 | 0
4417 | 0 | 0
4418 | 0 | 0
4419 | 0 | 0
4420 | 0 | 0
4421 | 0.0008 | 0.0008
4422 | 0.0296 | 0.0296
4423 | 0.11479 | 0.12525
4424 | 0.12838 | 0.12876
4425 | 0.27547 | 0.27677
4426 | 0.42488 | 0.41798
4427 | 0.48019 | 0.46562
4428 | 0.47608 | 0.46212
4429 | 0.40659 | 0.39902
4430 | 0.36511 | 0.36195
4431 | 0.31937 | 0.31716
4432 | 0.17607 | 0.1759
4433 | 0.036 | 0.036
4434 | 0.0752 | 0.0752
4435 | 0.0584 | 0.0584
4436 | 0.0256 | 0.0256
4437 | 0 | 0
4438 | 0 | 0
4439 | 0 | 0
4440 | 0 | 0
4441 | 0 | 0
4442 | 0 | 0
4443 | 0 | 0
4444 | 0 | 0
4445 | 0.004 | 0.004
4446 | 0.036 | 0.036
4447 | 0.10383 | 0.10709
4448 | 0.22482 | 0.23648
4449 | 0.42466 | 0.43156
4450 | 0.46258 | 0.4522
4451 | 0.52085 | 0.50074
4452 | 0.55833 | 0.53347
4453 | 0.59055 | 0.56192
4454 | 0.53822 | 0.51699
4455 | 0.51169 | 0.49427
4456 | 0.31751 | 0.31586
4457 | 0.2985 | 0.30568
4458 | 0.20523 | 0.23429
4459 | 0.088227 | 0.10757
4460 | 0.0208 | 0.0208
4461 | 0 | 0
4462 | 0 | 0
4463 | 0 | 0
4464 | 0 | 0
4465 | 0 | 0
4466 | 0 | 0
4467 | 0 | 0
4468 | 0 | 0
4469 | 0.004 | 0.004
4470 | 0.0296 | 0.094991
4471 | 0.13556 | 0.21959
4472 | 0.30428 | 0.3544
4473 | 0.47291 | 0.48301
4474 | 0.62003 | 0.59198
4475 | 0.72866 | 0.67259
4476 | 0.79311 | 0.7208
4477 | 0.80731 | 0.73109
4478 | 0.772 | 0.70499
4479 | 0.68853 | 0.64255
4480 | 0.56372 | 0.5501
4481 | 0.40426 | 0.43169
4482 | 0.23153 | 0.29919
4483 | 0.074074 | 0.16597
4484 | 0.0224 | 0.06313
4485 | 0 | 0
4486 | 0 | 0
4487 | 0 | 0
4488 | 0 | 0
4489 | 0 | 0
4490 | 0 | 0
4491 | 0 | 0
4492 | 0 | 0
4493 | 0.0008 | 0.0008
4494 | 0.036 | 0.036
4495 | 0.0832 | 0.0832
4496 | 0.2873 | 0.30838
4497 | 0.13514 | 0.13518
4498 | 0.19234 | 0.19187
4499 | 0.58752 | 0.55862
4500 | 0.68705 | 0.643
4501 | 0.32353 | 0.31949
4502 | 0.4079 | 0.39966
4503 | 0.2225 | 0.22139
4504 | 0.0504 | 0.0504
4505 | 0.0584 | 0.0584
4506 | 0.0272 | 0.0272
4507 | 0.0152 | 0.0152
4508 | 0.0048 | 0.0048
4509 | 0 | 0
4510 | 0 | 0
4511 | 0 | 0
4512 | 0 | 0
4513 | 0 | 0
4514 | 0 | 0
4515 | 0 | 0
4516 | 0 | 0
4517 | 0.0008 | 0.0008
4518 | 0.0504 | 0.058278
4519 | 0.13573 | 0.1569
4520 | 0.24685 | 0.26687
4521 | 0.38736 | 0.39195
4522 | 0.47559 | 0.464
4523 | 0.70633 | 0.658
4524 | 0.65187 | 0.61154
4525 | 0.53432 | 0.51247
4526 | 0.46722 | 0.45329
4527 | 0.46929 | 0.45496
4528 | 0.44467 | 0.43821
4529 | 0.30201 | 0.31086
4530 | 0.18251 | 0.19373
4531 | 0.086123 | 0.12083
4532 | 0.0256 | 0.029721
4533 | 0 | 0
4534 | 0 | 0
4535 | 0 | 0
4536 | 0 | 0
4537 | 0 | 0
4538 | 0 | 0
4539 | 0 | 0
4540 | 0 | 0
4541 | 0.0008 | 0.0008
4542 | 0.0448 | 0.047968
4543 | 0.11201 | 0.11897
4544 | 0.23082 | 0.24065
4545 | 0.31084 | 0.31245
4546 | 0.38583 | 0.38111
4547 | 0.44947 | 0.4373
4548 | 0.45289 | 0.44086
4549 | 0.45651 | 0.44406
4550 | 0.59456 | 0.56291
4551 | 0.53997 | 0.51656
4552 | 0.51401 | 0.50339
4553 | 0.35248 | 0.36974
4554 | 0.21608 | 0.25374
4555 | 0.1007 | 0.18455
4556 | 0.0216 | 0.064896
4557 | 0.0008 | 0.0008
4558 | 0 | 0
4559 | 0 | 0
4560 | 0 | 0
4561 | 0 | 0
4562 | 0 | 0
4563 | 0 | 0
4564 | 0 | 0
4565 | 0.0016 | 0.0016
4566 | 0.0256 | 0.10046
4567 | 0.13707 | 0.22198
4568 | 0.30464 | 0.35295
4569 | 0.54038 | 0.54921
4570 | 0.66029 | 0.62936
4571 | 0.72435 | 0.67568
4572 | 0.39589 | 0.38777
4573 | 0.54775 | 0.52341
4574 | 0.49435 | 0.47685
4575 | 0.40783 | 0.39926
4576 | 0.33311 | 0.33094
4577 | 0.22764 | 0.22921
4578 | 0.14963 | 0.15337
4579 | 0.078781 | 0.081539
4580 | 0.0192 | 0.0192
4581 | 0 | 0
4582 | 0 | 0
4583 | 0 | 0
4584 | 0 | 0
4585 | 0 | 0
4586 | 0 | 0
4587 | 0 | 0
4588 | 0 | 0
4589 | 0.0008 | 0.0008
4590 | 0.0296 | 0.0296
4591 | 0.072 | 0.072
4592 | 0.11906 | 0.11919
4593 | 0.15673 | 0.15676
4594 | 0.1922 | 0.19193
4595 | 0.21341 | 0.21269
4596 | 0.23124 | 0.23028
4597 | 0.23536 | 0.23427
4598 | 0.22959 | 0.22868
4599 | 0.21571 | 0.21509
4600 | 0.18408 | 0.18393
4601 | 0.13994 | 0.13999
4602 | 0.0976 | 0.0976
4603 | 0.0528 | 0.0528
4604 | 0.0176 | 0.0176
4605 | 0 | 0
4606 | 0 | 0
4607 | 0 | 0
4608 | 0 | 0
4609 | 0 | 0
4610 | 0 | 0
4611 | 0 | 0
4612 | 0 | 0
4613 | 0.0032 | 0.0032
4614 | 0.0288 | 0.089251
4615 | 0.12845 | 0.2078
4616 | 0.30238 | 0.34979
4617 | 0.49787 | 0.50378
4618 | 0.63614 | 0.60363
4619 | 0.73542 | 0.68433
4620 | 0.46269 | 0.44773
4621 | 0.45311 | 0.44093
4622 | 0.45439 | 0.44151
4623 | 0.39892 | 0.39058
4624 | 0.34883 | 0.34606
4625 | 0.2628 | 0.26567
4626 | 0.16718 | 0.17397
4627 | 0.085964 | 0.098133
4628 | 0.0264 | 0.030684
4629 | 0 | 0
4630 | 0 | 0
4631 | 0 | 0
4632 | 0 | 0
4633 | 0 | 0
4634 | 0 | 0
4635 | 0 | 0
4636 | 0 | 0
4637 | 0.0024 | 0.0024
4638 | 0.032 | 0.079839
4639 | 0.12621 | 0.18991
4640 | 0.27954 | 0.31857
4641 | 0.4297 | 0.43411
4642 | 0.56529 | 0.53937
4643 | 0.66286 | 0.6163
4644 | 0.71621 | 0.6585
4645 | 0.74513 | 0.68031
4646 | 0.69953 | 0.64499
4647 | 0.63581 | 0.5947
4648 | 0.52709 | 0.51137
4649 | 0.38406 | 0.40368
4650 | 0.22149 | 0.27581
4651 | 0.075785 | 0.1488
4652 | 0.0288 | 0.052668
4653 | 0 | 0
4654 | 0 | 0
4655 | 0 | 0
4656 | 0 | 0
4657 | 0 | 0
4658 | 0 | 0
4659 | 0 | 0
4660 | 0 | 0
4661 | 0.0008 | 0.0008
4662 | 0.0112 | 0.0112
4663 | 0.0288 | 0.0288
4664 | 0.0592 | 0.0592
4665 | 0.0776 | 0.0776
4666 | 0.104 | 0.104
4667 | 0.13767 | 0.13759
4668 | 0.1344 | 0.1344
4669 | 0.17209 | 0.17199
4670 | 0.17608 | 0.17599
4671 | 0.15926 | 0.15919
4672 | 0.13522 | 0.13519
4673 | 0.112 | 0.112
4674 | 0.0664 | 0.0664
4675 | 0.0328 | 0.0328
4676 | 0.0104 | 0.0104
4677 | 0 | 0
4678 | 0 | 0
4679 | 0 | 0
4680 | 0 | 0
4681 | 0 | 0
4682 | 0 | 0
4683 | 0 | 0
4684 | 0 | 0
4685 | 0.0008 | 0.0008
4686 | 0.0376 | 0.059909
4687 | 0.12563 | 0.16121
4688 | 0.29032 | 0.32606
4689 | 0.37889 | 0.38089
4690 | 0.49812 | 0.47971
4691 | 0.56147 | 0.53179
4692 | 0.64737 | 0.60264
4693 | 0.55431 | 0.52906
4694 | 0.65868 | 0.61351
4695 | 0.50254 | 0.48325
4696 | 0.37901 | 0.37424
4697 | 0.24931 | 0.25205
4698 | 0.13874 | 0.14143
4699 | 0.080077 | 0.090957
4700 | 0.024 | 0.026199
4701 | 0 | 0
4702 | 0 | 0
4703 | 0 | 0
4704 | 0 | 0
4705 | 0 | 0
4706 | 0 | 0
4707 | 0 | 0
4708 | 0 | 0
4709 | 0.0008 | 0.0008
4710 | 0.0408 | 0.044126
4711 | 0.10056 | 0.10311
4712 | 0.16399 | 0.16545
4713 | 0.24397 | 0.24429
4714 | 0.27526 | 0.27414
4715 | 0.29829 | 0.29656
4716 | 0.34332 | 0.34046
4717 | 0.37133 | 0.36667
4718 | 0.36476 | 0.36024
4719 | 0.32167 | 0.31873
4720 | 0.27104 | 0.27005
4721 | 0.20163 | 0.20223
4722 | 0.12758 | 0.12873
4723 | 0.070886 | 0.071976
4724 | 0.0192 | 0.0192
4725 | 0 | 0
4726 | 0 | 0
4727 | 0 | 0
4728 | 0 | 0
4729 | 0 | 0
4730 | 0 | 0
4731 | 0 | 0
4732 | 0 | 0
4733 | 0.0008 | 0.0008
4734 | 0.0176 | 0.0176
4735 | 0.0792 | 0.0792
4736 | 0.13309 | 0.13355
4737 | 0.16791 | 0.16794
4738 | 0.19786 | 0.19753
4739 | 0.29542 | 0.29331
4740 | 0.38055 | 0.37359
4741 | 0.38392 | 0.3768
4742 | 0.33027 | 0.32768
4743 | 0.28452 | 0.28296
4744 | 0.22748 | 0.22705
4745 | 0.15425 | 0.15436
4746 | 0.0736 | 0.0736
4747 | 0.0368 | 0.0368
4748 | 0.004 | 0.004
4749 | 0 | 0
4750 | 0 | 0
4751 | 0 | 0
4752 | 0 | 0
4753 | 0 | 0
4754 | 0 | 0
4755 | 0 | 0
4756 | 0 | 0
4757 | 0.0008 | 0.0008
4758 | 0.0376 | 0.039297
4759 | 0.10069 | 0.10544
4760 | 0.20378 | 0.20977
4761 | 0.30224 | 0.30274
4762 | 0.37146 | 0.36602
4763 | 0.42502 | 0.41458
4764 | 0.44313 | 0.43054
4765 | 0.42018 | 0.41007
4766 | 0.40827 | 0.39978
4767 | 0.3786 | 0.37081
4768 | 0.29186 | 0.28974
4769 | 0.2334 | 0.23475
4770 | 0.15976 | 0.16524
4771 | 0.08047 | 0.087054
4772 | 0.0224 | 0.028216
4773 | 0 | 0
4774 | 0 | 0
4775 | 0 | 0
4776 | 0 | 0
4777 | 0 | 0
4778 | 0 | 0
4779 | 0 | 0
4780 | 0 | 0
4781 | 0.0008 | 0.0008
4782 | 0.0496 | 0.07785
4783 | 0.11052 | 0.12667
4784 | 0.12055 | 0.12078
4785 | 0.22767 | 0.22774
4786 | 0.30877 | 0.30577
4787 | 0.43391 | 0.42063
4788 | 0.55362 | 0.5256
4789 | 0.56376 | 0.53437
4790 | 0.66933 | 0.61884
4791 | 0.50543 | 0.48307
4792 | 0.42437 | 0.41468
4793 | 0.27924 | 0.28218
4794 | 0.17615 | 0.18576
4795 | 0.080147 | 0.11366
4796 | 0.0304 | 0.055244
4797 | 0 | 0
4798 | 0 | 0
4799 | 0 | 0
4800 | 0 | 0
4801 | 0 | 0
4802 | 0 | 0
4803 | 0 | 0
4804 | 0 | 0
4805 | 0.0008 | 0.0008
4806 | 0.028 | 0.074902
4807 | 0.12081 | 0.18818
4808 | 0.28406 | 0.32377
4809 | 0.4559 | 0.4555
4810 | 0.60216 | 0.56606
4811 | 0.71583 | 0.65058
4812 | 0.77836 | 0.69731
4813 | 0.79542 | 0.70995
4814 | 0.75895 | 0.68232
4815 | 0.67237 | 0.61754
4816 | 0.54703 | 0.52352
4817 | 0.38677 | 0.4012
4818 | 0.21869 | 0.26791
4819 | 0.070847 | 0.13851
4820 | 0.0248 | 0.04523
4821 | 0 | 0
4822 | 0 | 0
4823 | 0 | 0
4824 | 0 | 0
4825 | 0 | 0
4826 | 0 | 0
4827 | 0 | 0
4828 | 0 | 0
4829 | 0.0008 | 0.0008
4830 | 0.0304 | 0.070644
4831 | 0.11794 | 0.17492
4832 | 0.27088 | 0.30439
4833 | 0.41919 | 0.41837
4834 | 0.55679 | 0.526
4835 | 0.65641 | 0.60539
4836 | 0.68204 | 0.62669
4837 | 0.64784 | 0.59962
4838 | 0.6178 | 0.57239
4839 | 0.5415 | 0.51167
4840 | 0.427 | 0.4161
4841 | 0.32766 | 0.33489
4842 | 0.19787 | 0.22535
4843 | 0.083825 | 0.11687
4844 | 0.016 | 0.016
4845 | 0 | 0
4846 | 0 | 0
4847 | 0 | 0
4848 | 0 | 0
4849 | 0 | 0
4850 | 0 | 0
4851 | 0 | 0
4852 | 0 | 0
4853 | 0.0008 | 0.0008
4854 | 0.0352 | 0.060963
4855 | 0.11582 | 0.1648
4856 | 0.26283 | 0.29274
4857 | 0.41347 | 0.41222
4858 | 0.54276 | 0.51362
4859 | 0.61525 | 0.56939
4860 | 0.662 | 0.60773
4861 | 0.68261 | 0.62512
4862 | 0.66788 | 0.6121
4863 | 0.59573 | 0.55329
4864 | 0.48644 | 0.46876
4865 | 0.34751 | 0.35707
4866 | 0.20407 | 0.23622
4867 | 0.083353 | 0.12468
4868 | 0.0144 | 0.0144
4869 | 0 | 0
4870 | 0 | 0
4871 | 0 | 0
4872 | 0 | 0
4873 | 0 | 0
4874 | 0 | 0
4875 | 0 | 0
4876 | 0 | 0
4877 | 0.0008 | 0.0008
4878 | 0.0296 | 0.060945
4879 | 0.11443 | 0.1531
4880 | 0.24491 | 0.26499
4881 | 0.37488 | 0.37354
4882 | 0.53199 | 0.50349
4883 | 0.61248 | 0.56625
4884 | 0.65407 | 0.60068
4885 | 0.67214 | 0.61573
4886 | 0.65032 | 0.59732
4887 | 0.58697 | 0.5455
4888 | 0.47939 | 0.46098
4889 | 0.34555 | 0.35263
4890 | 0.20246 | 0.23386
4891 | 0.082203 | 0.11996
4892 | 0.0144 | 0.0144
4893 | 0 | 0
4894 | 0 | 0
4895 | 0 | 0
4896 | 0 | 0
4897 | 0 | 0
4898 | 0 | 0
4899 | 0 | 0
4900 | 0 | 0
4901 | 0 | 0
4902 | 0.0344 | 0.055327
4903 | 0.11351 | 0.1523
4904 | 0.22737 | 0.24089
4905 | 0.27158 | 0.27114
4906 | 0.34994 | 0.34463
4907 | 0.42362 | 0.41038
4908 | 0.4462 | 0.43122
4909 | 0.54005 | 0.51147
4910 | 0.30803 | 0.3035
4911 | 0.108 | 0.108
4912 | 0.14419 | 0.14394
4913 | 0.25693 | 0.25897
4914 | 0.20872 | 0.23568
4915 | 0.10805 | 0.16045
4916 | 0.028 | 0.028
4917 | 0 | 0
4918 | 0 | 0
4919 | 0 | 0
4920 | 0 | 0
4921 | 0 | 0
4922 | 0 | 0
4923 | 0 | 0
4924 | 0 | 0
4925 | 0.0016 | 0.0016
4926 | 0.0304 | 0.031325
4927 | 0.14577 | 0.19282
4928 | 0.18035 | 0.18504
4929 | 0.31859 | 0.31744
4930 | 0.52682 | 0.50104
4931 | 0.3626 | 0.35419
4932 | 0.35327 | 0.34917
4933 | 0.41497 | 0.40366
4934 | 0.34504 | 0.34119
4935 | 0.3726 | 0.36361
4936 | 0.38104 | 0.37238
4937 | 0.36463 | 0.37098
4938 | 0.12545 | 0.12783
4939 | 0.0488 | 0.0488
4940 | 0.0048 | 0.0048
4941 | 0 | 0
4942 | 0 | 0
4943 | 0 | 0
4944 | 0 | 0
4945 | 0 | 0
4946 | 0 | 0
4947 | 0 | 0
4948 | 0 | 0
4949 | 0 | 0
4950 | 0.0288 | 0.054942
4951 | 0.11038 | 0.14523
4952 | 0.23968 | 0.2571
4953 | 0.35939 | 0.35642
4954 | 0.47419 | 0.45318
4955 | 0.58603 | 0.54203
4956 | 0.63401 | 0.58186
4957 | 0.65019 | 0.59534
4958 | 0.64213 | 0.58788
4959 | 0.57559 | 0.53377
4960 | 0.4783 | 0.45777
4961 | 0.35437 | 0.36097
4962 | 0.20849 | 0.24385
4963 | 0.078983 | 0.1199
4964 | 0.0152 | 0.0152
4965 | 0 | 0
4966 | 0 | 0
4967 | 0 | 0
4968 | 0 | 0
4969 | 0 | 0
4970 | 0 | 0
4971 | 0 | 0
4972 | 0 | 0
4973 | 0 | 0
4974 | 0.0264 | 0.065372
4975 | 0.11222 | 0.17238
4976 | 0.276 | 0.30807
4977 | 0.44684 | 0.43977
4978 | 0.59643 | 0.55191
4979 | 0.70843 | 0.63644
4980 | 0.78193 | 0.6909
4981 | 0.79975 | 0.70431
4982 | 0.76978 | 0.6821
4983 | 0.68448 | 0.6181
4984 | 0.55811 | 0.52564
4985 | 0.39675 | 0.40567
4986 | 0.2201 | 0.26849
4987 | 0.090666 | 0.13582
4988 | 0.016 | 0.016
4989 | 0 | 0
4990 | 0 | 0
4991 | 0 | 0
4992 | 0 | 0
4993 | 0 | 0
4994 | 0 | 0
4995 | 0 | 0
4996 | 0 | 0
4997 | 0 | 0
4998 | 0.0288 | 0.03074
4999 | 0.0192 | 0.0192
5000 | 0.084 | 0.084
5001 | 0.15042 | 0.15036
5002 | 0.20205 | 0.20151
5003 | 0.33475 | 0.33075
5004 | 0.34982 | 0.34514
5005 | 0.52452 | 0.49651
5006 | 0.40759 | 0.39557
5007 | 0.43384 | 0.41533
5008 | 0.53116 | 0.5031
5009 | 0.43822 | 0.44379
5010 | 0.20862 | 0.24084
5011 | 0.088965 | 0.13185
5012 | 0.0176 | 0.0176
5013 | 0 | 0
5014 | 0 | 0
5015 | 0 | 0
5016 | 0 | 0
5017 | 0 | 0
5018 | 0 | 0
5019 | 0 | 0
5020 | 0 | 0
5021 | 0 | 0
5022 | 0.0048 | 0.0048
5023 | 0.10609 | 0.12652
5024 | 0.26626 | 0.28912
5025 | 0.51687 | 0.50762
5026 | 0.63846 | 0.59099
5027 | 0.6253 | 0.58246
5028 | 0.12537 | 0.12474
5029 | 0.0616 | 0.0616
5030 | 0.1152 | 0.1152
5031 | 0.28721 | 0.28447
5032 | 0.22464 | 0.22384
5033 | 0.1224 | 0.1224
5034 | 0.0232 | 0.0232
5035 | 0.0112 | 0.0112
5036 | 0.0024 | 0.0024
5037 | 0 | 0
5038 | 0 | 0
5039 | 0 | 0
5040 | 0 | 0
5041 | 0 | 0
5042 | 0 | 0
5043 | 0 | 0
5044 | 0 | 0
5045 | 0.0008 | 0.0008
5046 | 0.0392 | 0.070184
5047 | 0.10828 | 0.13663
5048 | 0.22824 | 0.24363
5049 | 0.38812 | 0.38198
5050 | 0.42077 | 0.4057
5051 | 0.45852 | 0.43774
5052 | 0.45987 | 0.44144
5053 | 0.44793 | 0.43124
5054 | 0.36505 | 0.35679
5055 | 0.26564 | 0.26378
5056 | 0.24583 | 0.24456
5057 | 0.13596 | 0.13598
5058 | 0.0664 | 0.0664
5059 | 0.0112 | 0.0112
5060 | 0.0024 | 0.0024
5061 | 0 | 0
5062 | 0 | 0
5063 | 0 | 0
5064 | 0 | 0
5065 | 0 | 0
5066 | 0 | 0
5067 | 0 | 0
5068 | 0 | 0
5069 | 0 | 0
5070 | 0.032 | 0.061597
5071 | 0.11159 | 0.15531
5072 | 0.24624 | 0.26465
5073 | 0.44092 | 0.43028
5074 | 0.50196 | 0.47333
5075 | 0.66779 | 0.60624
5076 | 0.49089 | 0.46652
5077 | 0.5217 | 0.49254
5078 | 0.55948 | 0.52199
5079 | 0.45477 | 0.43354
5080 | 0.38875 | 0.37604
5081 | 0.26643 | 0.26703
5082 | 0.14675 | 0.15236
5083 | 0.067296 | 0.085211
5084 | 0.0128 | 0.0128
5085 | 0 | 0
5086 | 0 | 0
5087 | 0 | 0
5088 | 0 | 0
5089 | 0 | 0
5090 | 0 | 0
5091 | 0 | 0
5092 | 0 | 0
5093 | 0 | 0
5094 | 0.0256 | 0.072542
5095 | 0.12529 | 0.19444
5096 | 0.30442 | 0.3363
5097 | 0.52124 | 0.5062
5098 | 0.69769 | 0.63889
5099 | 0.78058 | 0.70665
5100 | 0.34942 | 0.34081
5101 | 0.40773 | 0.39572
5102 | 0.40325 | 0.39082
5103 | 0.3249 | 0.31848
5104 | 0.27209 | 0.26905
5105 | 0.16306 | 0.1631
5106 | 0.0672 | 0.0672
5107 | 0.032 | 0.032
5108 | 0.0024 | 0.0024
5109 | 0 | 0
5110 | 0 | 0
5111 | 0 | 0
5112 | 0 | 0
5113 | 0 | 0
5114 | 0 | 0
5115 | 0 | 0
5116 | 0 | 0
5117 | 0 | 0
5118 | 0.0248 | 0.056458
5119 | 0.10757 | 0.15595
5120 | 0.26193 | 0.28612
5121 | 0.41949 | 0.40705
5122 | 0.5634 | 0.51773
5123 | 0.6628 | 0.59466
5124 | 0.71554 | 0.63689
5125 | 0.71793 | 0.64036
5126 | 0.677 | 0.60883
5127 | 0.61448 | 0.55778
5128 | 0.5011 | 0.469
5129 | 0.3538 | 0.35509
5130 | 0.20009 | 0.23262
5131 | 0.076796 | 0.10813
5132 | 0.0064 | 0.0064
5133 | 0 | 0
5134 | 0 | 0
5135 | 0 | 0
5136 | 0 | 0
5137 | 0 | 0
5138 | 0 | 0
5139 | 0 | 0
5140 | 0 | 0
5141 | 0 | 0
5142 | 0.0264 | 0.030729
5143 | 0.093914 | 0.10212
5144 | 0.1722 | 0.17481
5145 | 0.26672 | 0.26493
5146 | 0.34658 | 0.33898
5147 | 0.39652 | 0.3844
5148 | 0.42256 | 0.40921
5149 | 0.44739 | 0.42966
5150 | 0.39763 | 0.38527
5151 | 0.34086 | 0.33452
5152 | 0.29225 | 0.28813
5153 | 0.21405 | 0.21397
5154 | 0.15347 | 0.16099
5155 | 0.058503 | 0.063103
5156 | 0.0016 | 0.0016
5157 | 0 | 0
5158 | 0 | 0
5159 | 0 | 0
5160 | 0 | 0
5161 | 0 | 0
5162 | 0 | 0
5163 | 0 | 0
5164 | 0 | 0
5165 | 0 | 0
5166 | 0.0224 | 0.0224
5167 | 0.128 | 0.16588
5168 | 0.18133 | 0.18568
5169 | 0.34979 | 0.34332
5170 | 0.15041 | 0.14948
5171 | 0.37079 | 0.35972
5172 | 0.36754 | 0.35752
5173 | 0.0832 | 0.0832
5174 | 0.12732 | 0.12719
5175 | 0.18632 | 0.18551
5176 | 0.2926 | 0.28714
5177 | 0.30732 | 0.30656
5178 | 0.15576 | 0.16412
5179 | 0.058876 | 0.066242
5180 | 0.0024 | 0.0024
5181 | 0 | 0
5182 | 0 | 0
5183 | 0 | 0
5184 | 0 | 0
5185 | 0 | 0
5186 | 0 | 0
5187 | 0 | 0
5188 | 0 | 0
5189 | 0 | 0
5190 | 0.02 | 0.02
5191 | 0.089556 | 0.095781
5192 | 0.17153 | 0.17399
5193 | 0.20034 | 0.19985
5194 | 0.24865 | 0.24699
5195 | 0.33931 | 0.33122
5196 | 0.54978 | 0.51282
5197 | 0.51576 | 0.48545
5198 | 0.52042 | 0.4875
5199 | 0.56165 | 0.51699
5200 | 0.39355 | 0.37753
5201 | 0.31066 | 0.30933
5202 | 0.17647 | 0.19518
5203 | 0.065221 | 0.087526
5204 | 0.0016 | 0.0016
5205 | 0 | 0
5206 | 0 | 0
5207 | 0 | 0
5208 | 0 | 0
5209 | 0 | 0
5210 | 0 | 0
5211 | 0 | 0
5212 | 0 | 0
5213 | 0 | 0
5214 | 0.0248 | 0.031821
5215 | 0.082829 | 0.086278
5216 | 0.15742 | 0.15893
5217 | 0.21492 | 0.21419
5218 | 0.26851 | 0.26611
5219 | 0.407 | 0.39046
5220 | 0.32238 | 0.31804
5221 | 0.26336 | 0.26144
5222 | 0.21142 | 0.2103
5223 | 0.1104 | 0.1104
5224 | 0.16674 | 0.16634
5225 | 0.14399 | 0.14396
5226 | 0.0624 | 0.0624
5227 | 0.067323 | 0.085223
5228 | 0.012 | 0.012
5229 | 0 | 0
5230 | 0 | 0
5231 | 0 | 0
5232 | 0 | 0
5233 | 0 | 0
5234 | 0 | 0
5235 | 0 | 0
5236 | 0 | 0
5237 | 0 | 0
5238 | 0.0216 | 0.032442
5239 | 0.097951 | 0.11075
5240 | 0.20641 | 0.21453
5241 | 0.28903 | 0.28545
5242 | 0.36485 | 0.35299
5243 | 0.34693 | 0.33754
5244 | 0.45911 | 0.43653
5245 | 0.552 | 0.51283
5246 | 0.52814 | 0.49215
5247 | 0.51068 | 0.47666
5248 | 0.50687 | 0.4691
5249 | 0.36302 | 0.35898
5250 | 0.22282 | 0.25773
5251 | 0.081513 | 0.12
5252 | 0.0112 | 0.0112
5253 | 0 | 0
5254 | 0 | 0
5255 | 0 | 0
5256 | 0 | 0
5257 | 0 | 0
5258 | 0 | 0
5259 | 0 | 0
5260 | 0 | 0
5261 | 0 | 0
5262 | 0.0064 | 0.0064
5263 | 0.0424 | 0.0424
5264 | 0.08 | 0.08
5265 | 0.12 | 0.12
5266 | 0.15139 | 0.15118
5267 | 0.1392 | 0.1392
5268 | 0.1568 | 0.1568
5269 | 0.16894 | 0.16879
5270 | 0.14733 | 0.14719
5271 | 0.12 | 0.12
5272 | 0.1096 | 0.1096
5273 | 0.0552 | 0.0552
5274 | 0.0304 | 0.0304
5275 | 0.0112 | 0.0112
5276 | 0.0016 | 0.0016
5277 | 0 | 0
5278 | 0 | 0
5279 | 0 | 0
5280 | 0 | 0
5281 | 0 | 0
5282 | 0 | 0
5283 | 0 | 0
5284 | 0 | 0
5285 | 0 | 0
5286 | 0.0032 | 0.0032
5287 | 0.012 | 0.012
5288 | 0.024 | 0.024
5289 | 0.0352 | 0.0352
5290 | 0.0448 | 0.0448
5291 | 0.052 | 0.052
5292 | 0.056 | 0.056
5293 | 0.0576 | 0.0576
5294 | 0.0568 | 0.0568
5295 | 0.0496 | 0.0496
5296 | 0.0416 | 0.0416
5297 | 0.0312 | 0.0312
5298 | 0.0192 | 0.0192
5299 | 0.0088 | 0.0088
5300 | 0.0008 | 0.0008
5301 | 0 | 0
5302 | 0 | 0
5303 | 0 | 0
5304 | 0 | 0
5305 | 0 | 0
5306 | 0 | 0
5307 | 0 | 0
5308 | 0 | 0
5309 | 0 | 0
5310 | 0.0064 | 0.0064
5311 | 0.065706 | 0.066376
5312 | 0.13074 | 0.13111
5313 | 0.20468 | 0.20382
5314 | 0.2293 | 0.22784
5315 | 0.34426 | 0.33435
5316 | 0.49521 | 0.46394
5317 | 0.34219 | 0.33635
5318 | 0.39254 | 0.37803
5319 | 0.41205 | 0.39437
5320 | 0.31076 | 0.30208
5321 | 0.31095 | 0.30631
5322 | 0.18376 | 0.20368
5323 | 0.078403 | 0.11446
5324 | 0.0152 | 0.0152
5325 | 0 | 0
5326 | 0 | 0
5327 | 0 | 0
5328 | 0 | 0
5329 | 0 | 0
5330 | 0 | 0
5331 | 0 | 0
5332 | 0 | 0
5333 | 0 | 0
5334 | 0.0264 | 0.0264
5335 | 0.12356 | 0.16181
5336 | 0.29971 | 0.31604
5337 | 0.43133 | 0.40815
5338 | 0.43364 | 0.40945
5339 | 0.32558 | 0.31949
5340 | 0.32896 | 0.32012
5341 | 0.0816 | 0.0816
5342 | 0.2379 | 0.23497
5343 | 0.43129 | 0.40744
5344 | 0.41767 | 0.39471
5345 | 0.032 | 0.032
5346 | 0.0632 | 0.0632
5347 | 0.051655 | 0.060662
5348 | 0.0064 | 0.0064
5349 | 0 | 0
5350 | 0 | 0
5351 | 0 | 0
5352 | 0 | 0
5353 | 0 | 0
5354 | 0 | 0
5355 | 0 | 0
5356 | 0 | 0
5357 | 0 | 0
5358 | 0.0144 | 0.0144
5359 | 0.099897 | 0.12624
5360 | 0.23874 | 0.24868
5361 | 0.39636 | 0.37412
5362 | 0.53654 | 0.48253
5363 | 0.62543 | 0.55411
5364 | 0.67642 | 0.59292
5365 | 0.66284 | 0.58805
5366 | 0.61999 | 0.55323
5367 | 0.57856 | 0.51702
5368 | 0.47451 | 0.43359
5369 | 0.31613 | 0.30897
5370 | 0.17532 | 0.19487
5371 | 0.04802 | 0.087443
5372 | 0.0024 | 0.0024
5373 | 0 | 0
5374 | 0 | 0
5375 | 0 | 0
5376 | 0 | 0
5377 | 0 | 0
5378 | 0 | 0
5379 | 0 | 0
5380 | 0 | 0
5381 | 0 | 0
5382 | 0.0144 | 0.0144
5383 | 0.11472 | 0.14293
5384 | 0.26677 | 0.27799
5385 | 0.46865 | 0.43588
5386 | 0.62815 | 0.55074
5387 | 0.76422 | 0.6726
5388 | 0.44984 | 0.42367
5389 | 0.44439 | 0.4224
5390 | 0.39355 | 0.37802
5391 | 0.35241 | 0.34234
5392 | 0.29238 | 0.28562
5393 | 0.20325 | 0.20197
5394 | 0.10481 | 0.10553
5395 | 0.0408 | 0.0408
5396 | 0.0008 | 0.0008
5397 | 0 | 0
5398 | 0 | 0
5399 | 0 | 0
5400 | 0 | 0
5401 | 0 | 0
5402 | 0 | 0
5403 | 0 | 0
5404 | 0 | 0
5405 | 0 | 0
5406 | 0.0112 | 0.0112
5407 | 0.096407 | 0.11836
5408 | 0.22614 | 0.2323
5409 | 0.36344 | 0.34491
5410 | 0.48502 | 0.44227
5411 | 0.5663 | 0.5091
5412 | 0.62263 | 0.55162
5413 | 0.64926 | 0.57207
5414 | 0.6322 | 0.55677
5415 | 0.5619 | 0.50307
5416 | 0.44183 | 0.40644
5417 | 0.29928 | 0.29101
5418 | 0.1576 | 0.17065
5419 | 0.047121 | 0.067229
5420 | 0.0008 | 0.0008
5421 | 0 | 0
5422 | 0 | 0
5423 | 0 | 0
5424 | 0 | 0
5425 | 0 | 0
5426 | 0 | 0
5427 | 0 | 0
5428 | 0 | 0
5429 | 0 | 0
5430 | 0.012 | 0.012
5431 | 0.11094 | 0.13739
5432 | 0.26681 | 0.27634
5433 | 0.45189 | 0.41586
5434 | 0.61489 | 0.53656
5435 | 0.73925 | 0.62732
5436 | 0.81031 | 0.67944
5437 | 0.82535 | 0.69051
5438 | 0.78484 | 0.6605
5439 | 0.69082 | 0.59182
5440 | 0.54917 | 0.48765
5441 | 0.37596 | 0.35909
5442 | 0.19205 | 0.21879
5443 | 0.041173 | 0.090854
5444 | 0.0016 | 0.0016
5445 | 0 | 0
5446 | 0 | 0
5447 | 0 | 0
5448 | 0 | 0
5449 | 0 | 0
5450 | 0 | 0
5451 | 0 | 0
5452 | 0 | 0
5453 | 0 | 0
5454 | 0.0112 | 0.0112
5455 | 0.10799 | 0.13265
5456 | 0.26349 | 0.27163
5457 | 0.44696 | 0.40881
5458 | 0.60439 | 0.5248
5459 | 0.72992 | 0.6179
5460 | 0.80166 | 0.67081
5461 | 0.81564 | 0.68109
5462 | 0.77469 | 0.6503
5463 | 0.68229 | 0.58318
5464 | 0.53773 | 0.47669
5465 | 0.3634 | 0.34657
5466 | 0.18636 | 0.20864
5467 | 0.039378 | 0.084311
5468 | 0.0008 | 0.0008
5469 | 0 | 0
5470 | 0 | 0
5471 | 0 | 0
5472 | 0 | 0
5473 | 0 | 0
5474 | 0 | 0
5475 | 0 | 0
5476 | 0 | 0
5477 | 0 | 0
5478 | 0.008 | 0.008
5479 | 0.088669 | 0.10418
5480 | 0.21017 | 0.21272
5481 | 0.32377 | 0.30821
5482 | 0.43487 | 0.40188
5483 | 0.4996 | 0.45859
5484 | 0.53616 | 0.48874
5485 | 0.54411 | 0.49594
5486 | 0.50678 | 0.46507
5487 | 0.4537 | 0.42061
5488 | 0.35951 | 0.34049
5489 | 0.24265 | 0.23911
5490 | 0.1324 | 0.13634
5491 | 0.044353 | 0.050131
5492 | 0.0008 | 0.0008
5493 | 0 | 0
5494 | 0 | 0
5495 | 0 | 0
5496 | 0 | 0
5497 | 0 | 0
5498 | 0 | 0
5499 | 0 | 0
5500 | 0 | 0
5501 | 0 | 0
5502 | 0.008 | 0.008
5503 | 0.10463 | 0.12632
5504 | 0.19262 | 0.19403
5505 | 0.33149 | 0.31358
5506 | 0.41257 | 0.38392
5507 | 0.55591 | 0.49908
5508 | 0.50465 | 0.46449
5509 | 0.59586 | 0.53516
5510 | 0.3281 | 0.31682
5511 | 0.22685 | 0.22463
5512 | 0.33103 | 0.31437
5513 | 0.32825 | 0.31369
5514 | 0.21761 | 0.23975
5515 | 0.03411 | 0.093898
5516 | 0.0032 | 0.0032
5517 | 0 | 0
5518 | 0 | 0
5519 | 0 | 0
5520 | 0 | 0
5521 | 0 | 0
5522 | 0 | 0
5523 | 0 | 0
5524 | 0 | 0
5525 | 0 | 0
5526 | 0.0088 | 0.0088
5527 | 0.098779 | 0.11687
5528 | 0.23632 | 0.23896
5529 | 0.40144 | 0.36759
5530 | 0.54529 | 0.4767
5531 | 0.62867 | 0.54442
5532 | 0.67514 | 0.5801
5533 | 0.68061 | 0.5858
5534 | 0.65579 | 0.56762
5535 | 0.57809 | 0.50663
5536 | 0.47017 | 0.42002
5537 | 0.32252 | 0.30628
5538 | 0.16488 | 0.18049
5539 | 0.036285 | 0.072811
5540 | 0.0008 | 0.0008
5541 | 0 | 0
5542 | 0 | 0
5543 | 0 | 0
5544 | 0 | 0
5545 | 0 | 0
5546 | 0 | 0
5547 | 0 | 0
5548 | 0 | 0
5549 | 0 | 0
5550 | 0.0016 | 0.0016
5551 | 0.052 | 0.052
5552 | 0.10159 | 0.10159
5553 | 0.18747 | 0.18625
5554 | 0.27167 | 0.26507
5555 | 0.38754 | 0.36997
5556 | 0.39533 | 0.37722
5557 | 0.42114 | 0.3994
5558 | 0.37416 | 0.35985
5559 | 0.33515 | 0.32311
5560 | 0.24827 | 0.24268
5561 | 0.16566 | 0.16459
5562 | 0.12777 | 0.13224
5563 | 0.037967 | 0.041304
5564 | 0.0008 | 0.0008
5565 | 0 | 0
5566 | 0 | 0
5567 | 0 | 0
5568 | 0 | 0
5569 | 0 | 0
5570 | 0 | 0
5571 | 0 | 0
5572 | 0 | 0
5573 | 0 | 0
5574 | 0.0136 | 0.0136
5575 | 0.11337 | 0.13506
5576 | 0.21947 | 0.21892
5577 | 0.35841 | 0.33216
5578 | 0.488 | 0.43672
5579 | 0.39942 | 0.37773
5580 | 0.38602 | 0.36848
5581 | 0.54646 | 0.49603
5582 | 0.42325 | 0.39752
5583 | 0.25974 | 0.25571
5584 | 0.28907 | 0.27733
5585 | 0.0896 | 0.0896
5586 | 0.0368 | 0.0368
5587 | 0.0056 | 0.0056
5588 | 0 | 0
5589 | 0 | 0
5590 | 0 | 0
5591 | 0 | 0
5592 | 0 | 0
5593 | 0 | 0
5594 | 0 | 0
5595 | 0 | 0
5596 | 0 | 0
5597 | 0 | 0
5598 | 0.0072 | 0.0072
5599 | 0.060049 | 0.062303
5600 | 0.12157 | 0.12151
5601 | 0.17527 | 0.17429
5602 | 0.30728 | 0.29506
5603 | 0.31882 | 0.30894
5604 | 0.46661 | 0.43225
5605 | 0.38483 | 0.36774
5606 | 0.24649 | 0.24383
5607 | 0.26753 | 0.26373
5608 | 0.23277 | 0.22842
5609 | 0.26901 | 0.25814
5610 | 0.14404 | 0.15166
5611 | 0.046254 | 0.07704
5612 | 0.0024 | 0.0024
5613 | 0 | 0
5614 | 0 | 0
5615 | 0 | 0
5616 | 0 | 0
5617 | 0 | 0
5618 | 0 | 0
5619 | 0 | 0
5620 | 0 | 0
5621 | 0 | 0
5622 | 0.008 | 0.008
5623 | 0.1087 | 0.12872
5624 | 0.28446 | 0.2813
5625 | 0.49142 | 0.43583
5626 | 0.6615 | 0.56045
5627 | 0.70395 | 0.60127
5628 | 0.3547 | 0.33989
5629 | 0.32464 | 0.31885
5630 | 0.31247 | 0.30685
5631 | 0.31122 | 0.3009
5632 | 0.26728 | 0.25846
5633 | 0.19705 | 0.19393
5634 | 0.1077 | 0.10934
5635 | 0.029665 | 0.030594
5636 | 0 | 0
5637 | 0 | 0
5638 | 0 | 0
5639 | 0 | 0
5640 | 0 | 0
5641 | 0 | 0
5642 | 0 | 0
5643 | 0 | 0
5644 | 0 | 0
5645 | 0 | 0
5646 | 0.0048 | 0.0048
5647 | 0.092527 | 0.10734
5648 | 0.2435 | 0.23792
5649 | 0.41705 | 0.36964
5650 | 0.56786 | 0.48255
5651 | 0.68274 | 0.56788
5652 | 0.74722 | 0.61691
5653 | 0.76036 | 0.62641
5654 | 0.72003 | 0.59638
5655 | 0.63173 | 0.52998
5656 | 0.50915 | 0.43818
5657 | 0.34264 | 0.31429
5658 | 0.16373 | 0.17637
5659 | 0.029509 | 0.065858
5660 | 0 | 0
5661 | 0 | 0
5662 | 0 | 0
5663 | 0 | 0
5664 | 0 | 0
5665 | 0 | 0
5666 | 0 | 0
5667 | 0 | 0
5668 | 0 | 0
5669 | 0 | 0
5670 | 0.0048 | 0.0048
5671 | 0.08563 | 0.097829
5672 | 0.22291 | 0.21784
5673 | 0.3702 | 0.33497
5674 | 0.50653 | 0.44011
5675 | 0.59515 | 0.51243
5676 | 0.67048 | 0.56921
5677 | 0.69467 | 0.58644
5678 | 0.66002 | 0.55865
5679 | 0.58727 | 0.49985
5680 | 0.47526 | 0.41258
5681 | 0.32529 | 0.29872
5682 | 0.16063 | 0.17243
5683 | 0.033207 | 0.063414
5684 | 0 | 0
5685 | 0 | 0
5686 | 0 | 0
5687 | 0 | 0
5688 | 0 | 0
5689 | 0 | 0
5690 | 0 | 0
5691 | 0 | 0
5692 | 0 | 0
5693 | 0 | 0
5694 | 0.0056 | 0.0056
5695 | 0.090893 | 0.10417
5696 | 0.22839 | 0.22276
5697 | 0.48051 | 0.43326
5698 | 0.42011 | 0.38219
5699 | 0.47028 | 0.4278
5700 | 0.44539 | 0.41249
5701 | 0.513 | 0.4661
5702 | 0.29199 | 0.28605
5703 | 0.20782 | 0.2063
5704 | 0.19053 | 0.18865
5705 | 0.0568 | 0.0568
5706 | 0.1006 | 0.1021
5707 | 0.0336 | 0.048882
5708 | 0 | 0
5709 | 0 | 0
5710 | 0 | 0
5711 | 0 | 0
5712 | 0 | 0
5713 | 0 | 0
5714 | 0 | 0
5715 | 0 | 0
5716 | 0 | 0
5717 | 0 | 0
5718 | 0.0008 | 0.0008
5719 | 0.028 | 0.028
5720 | 0.0544 | 0.0544
5721 | 0.08 | 0.08
5722 | 0.1088 | 0.1088
5723 | 0.13059 | 0.13039
5724 | 0.1466 | 0.14639
5725 | 0.1538 | 0.15359
5726 | 0.1314 | 0.13119
5727 | 0.1144 | 0.1144
5728 | 0.084 | 0.084
5729 | 0.0552 | 0.0552
5730 | 0.0304 | 0.0304
5731 | 0.0088 | 0.0088
5732 | 0 | 0
5733 | 0 | 0
5734 | 0 | 0
5735 | 0 | 0
5736 | 0 | 0
5737 | 0 | 0
5738 | 0 | 0
5739 | 0 | 0
5740 | 0 | 0
5741 | 0 | 0
5742 | 0.0032 | 0.0032
5743 | 0.079327 | 0.088326
5744 | 0.17925 | 0.17494
5745 | 0.25905 | 0.24871
5746 | 0.29297 | 0.28081
5747 | 0.40635 | 0.38006
5748 | 0.41877 | 0.39126
5749 | 0.39068 | 0.36921
5750 | 0.5506 | 0.48677
5751 | 0.58339 | 0.49791
5752 | 0.54841 | 0.46948
5753 | 0.39093 | 0.35153
5754 | 0.18281 | 0.19289
5755 | 0.0224 | 0.070665
5756 | 0 | 0
5757 | 0 | 0
5758 | 0 | 0
5759 | 0 | 0
5760 | 0 | 0
5761 | 0 | 0
5762 | 0 | 0
5763 | 0 | 0
5764 | 0 | 0
5765 | 0 | 0
5766 | 0.0016 | 0.0016
5767 | 0.06164 | 0.064686
5768 | 0.16011 | 0.15791
5769 | 0.2566 | 0.24637
5770 | 0.39763 | 0.36085
5771 | 0.42158 | 0.39104
5772 | 0.43735 | 0.4046
5773 | 0.47814 | 0.4361
5774 | 0.44214 | 0.40936
5775 | 0.34362 | 0.32531
5776 | 0.24781 | 0.24113
5777 | 0.17588 | 0.17242
5778 | 0.081011 | 0.081478
5779 | 0.004 | 0.004
5780 | 0 | 0
5781 | 0 | 0
5782 | 0 | 0
5783 | 0 | 0
5784 | 0 | 0
5785 | 0 | 0
5786 | 0 | 0
5787 | 0 | 0
5788 | 0 | 0
5789 | 0 | 0
5790 | 0.0008 | 0.0008
5791 | 0.0448 | 0.0448
5792 | 0.14414 | 0.14202
5793 | 0.22265 | 0.2163
5794 | 0.26496 | 0.2554
5795 | 0.47452 | 0.42777
5796 | 0.40032 | 0.37461
5797 | 0.39616 | 0.37232
5798 | 0.15687 | 0.1551
5799 | 0.1024 | 0.1024
5800 | 0.0544 | 0.0544
5801 | 0.0248 | 0.0248
5802 | 0.04 | 0.04
5803 | 0.0032 | 0.0032
5804 | 0 | 0
5805 | 0 | 0
5806 | 0 | 0
5807 | 0 | 0
5808 | 0 | 0
5809 | 0 | 0
5810 | 0 | 0
5811 | 0 | 0
5812 | 0 | 0
5813 | 0 | 0
5814 | 0.0024 | 0.0024
5815 | 0.073805 | 0.090173
5816 | 0.22835 | 0.21357
5817 | 0.38979 | 0.33678
5818 | 0.51864 | 0.4358
5819 | 0.61449 | 0.51195
5820 | 0.69135 | 0.5687
5821 | 0.69959 | 0.57587
5822 | 0.65628 | 0.5427
5823 | 0.58357 | 0.48389
5824 | 0.46404 | 0.39197
5825 | 0.30418 | 0.27194
5826 | 0.14099 | 0.14451
5827 | 0.0184 | 0.0184
5828 | 0 | 0
5829 | 0 | 0
5830 | 0 | 0
5831 | 0 | 0
5832 | 0 | 0
5833 | 0 | 0
5834 | 0 | 0
5835 | 0 | 0
5836 | 0 | 0
5837 | 0 | 0
5838 | 0.0016 | 0.0016
5839 | 0.072404 | 0.086716
5840 | 0.21395 | 0.20032
5841 | 0.37962 | 0.32746
5842 | 0.50711 | 0.4273
5843 | 0.61681 | 0.51277
5844 | 0.64282 | 0.53774
5845 | 0.67259 | 0.55977
5846 | 0.60532 | 0.50932
5847 | 0.53303 | 0.45141
5848 | 0.42982 | 0.36966
5849 | 0.29257 | 0.26183
5850 | 0.13719 | 0.13904
5851 | 0.0128 | 0.0128
5852 | 0 | 0
5853 | 0 | 0
5854 | 0 | 0
5855 | 0 | 0
5856 | 0 | 0
5857 | 0 | 0
5858 | 0 | 0
5859 | 0 | 0
5860 | 0 | 0
5861 | 0 | 0
5862 | 0.0016 | 0.0016
5863 | 0.07319 | 0.08908
5864 | 0.23406 | 0.21581
5865 | 0.40175 | 0.34052
5866 | 0.54437 | 0.44802
5867 | 0.64827 | 0.52717
5868 | 0.71187 | 0.57542
5869 | 0.71668 | 0.58028
5870 | 0.68472 | 0.55402
5871 | 0.59779 | 0.48754
5872 | 0.46455 | 0.38717
5873 | 0.30388 | 0.26714
5874 | 0.136 | 0.13744
5875 | 0.0136 | 0.0136
5876 | 0 | 0
5877 | 0 | 0
5878 | 0 | 0
5879 | 0 | 0
5880 | 0 | 0
5881 | 0 | 0
5882 | 0 | 0
5883 | 0 | 0
5884 | 0 | 0
5885 | 0 | 0
5886 | 0.0016 | 0.0016
5887 | 0.07574 | 0.094063
5888 | 0.24735 | 0.22353
5889 | 0.43396 | 0.36147
5890 | 0.5952 | 0.47742
5891 | 0.70708 | 0.55957
5892 | 0.77178 | 0.60775
5893 | 0.78129 | 0.61489
5894 | 0.72817 | 0.57628
5895 | 0.63406 | 0.50755
5896 | 0.49027 | 0.4018
5897 | 0.31249 | 0.27171
5898 | 0.13553 | 0.13662
5899 | 0.0104 | 0.0104
5900 | 0 | 0
5901 | 0 | 0
5902 | 0 | 0
5903 | 0 | 0
5904 | 0 | 0
5905 | 0 | 0
5906 | 0 | 0
5907 | 0 | 0
5908 | 0 | 0
5909 | 0 | 0
5910 | 0.0008 | 0.0008
5911 | 0.068566 | 0.08107
5912 | 0.21863 | 0.19942
5913 | 0.38494 | 0.32495
5914 | 0.53989 | 0.44016
5915 | 0.64573 | 0.52086
5916 | 0.69412 | 0.56064
5917 | 0.71129 | 0.57239
5918 | 0.68213 | 0.54767
5919 | 0.58468 | 0.47499
5920 | 0.44649 | 0.37153
5921 | 0.28548 | 0.25076
5922 | 0.12503 | 0.12559
5923 | 0.0088 | 0.0088
5924 | 0 | 0
5925 | 0 | 0
5926 | 0 | 0
5927 | 0 | 0
5928 | 0 | 0
5929 | 0 | 0
5930 | 0 | 0
5931 | 0 | 0
5932 | 0 | 0
5933 | 0 | 0
5934 | 0.0008 | 0.0008
5935 | 0.056602 | 0.062264
5936 | 0.15909 | 0.15294
5937 | 0.29907 | 0.26763
5938 | 0.4331 | 0.37445
5939 | 0.49402 | 0.42958
5940 | 0.50984 | 0.44906
5941 | 0.54325 | 0.47345
5942 | 0.5129 | 0.44633
5943 | 0.39799 | 0.36047
5944 | 0.28659 | 0.27025
5945 | 0.20022 | 0.19043
5946 | 0.098564 | 0.09869
5947 | 0.0072 | 0.0072
5948 | 0 | 0
5949 | 0 | 0
5950 | 0 | 0
5951 | 0 | 0
5952 | 0 | 0
5953 | 0 | 0
5954 | 0 | 0
5955 | 0 | 0
5956 | 0 | 0
5957 | 0 | 0
5958 | 0.0008 | 0.0008
5959 | 0.0224 | 0.0224
5960 | 0.1801 | 0.16851
5961 | 0.21329 | 0.20254
5962 | 0.64317 | 0.53858
5963 | 0.55653 | 0.46851
5964 | 0.49828 | 0.4455
5965 | 0.0568 | 0.0568
5966 | 0.0536 | 0.0536
5967 | 0.16458 | 0.16313
5968 | 0.0368 | 0.0368
5969 | 0.0248 | 0.0248
5970 | 0.012 | 0.012
5971 | 0.0024 | 0.0024
5972 | 0 | 0
5973 | 0 | 0
5974 | 0 | 0
5975 | 0 | 0
5976 | 0 | 0
5977 | 0 | 0
5978 | 0 | 0
5979 | 0 | 0
5980 | 0 | 0
5981 | 0 | 0
5982 | 0.0008 | 0.0008
5983 | 0.073423 | 0.088393
5984 | 0.26249 | 0.23251
5985 | 0.36609 | 0.31293
5986 | 0.4493 | 0.3822
5987 | 0.47984 | 0.41867
5988 | 0.47425 | 0.42405
5989 | 0.27641 | 0.26675
5990 | 0.51703 | 0.45214
5991 | 0.47875 | 0.40938
5992 | 0.26056 | 0.24472
5993 | 0.18994 | 0.17836
5994 | 0.11846 | 0.11686
5995 | 0.0136 | 0.0136
5996 | 0 | 0
5997 | 0 | 0
5998 | 0 | 0
5999 | 0 | 0
6000 | 0 | 0
6001 | 0 | 0
6002 | 0 | 0
6003 | 0 | 0
6004 | 0 | 0
6005 | 0 | 0
6006 | 0 | 0
6007 | 0.0064 | 0.0064
6008 | 0.0392 | 0.0392
6009 | 0.0288 | 0.0288
6010 | 0.052 | 0.052
6011 | 0.21323 | 0.20858
6012 | 0.1072 | 0.1072
6013 | 0.34894 | 0.32951
6014 | 0.5702 | 0.48149
6015 | 0.40788 | 0.36429
6016 | 0.15657 | 0.15428
6017 | 0.0504 | 0.0504
6018 | 0.0408 | 0.0408
6019 | 0.004 | 0.004
6020 | 0 | 0
6021 | 0 | 0
6022 | 0 | 0
6023 | 0 | 0
6024 | 0 | 0
6025 | 0 | 0
6026 | 0 | 0
6027 | 0 | 0
6028 | 0 | 0
6029 | 0 | 0
6030 | 0 | 0
6031 | 0.038863 | 0.039543
6032 | 0.11004 | 0.10783
6033 | 0.19791 | 0.19081
6034 | 0.25239 | 0.24105
6035 | 0.29082 | 0.27864
6036 | 0.28593 | 0.27972
6037 | 0.25723 | 0.25343
6038 | 0.24646 | 0.24221
6039 | 0.20564 | 0.20308
6040 | 0.17401 | 0.17189
6041 | 0.12381 | 0.1223
6042 | 0.053658 | 0.053576
6043 | 0.0016 | 0.0016
6044 | 0 | 0
6045 | 0 | 0
6046 | 0 | 0
6047 | 0 | 0
6048 | 0 | 0
6049 | 0 | 0
6050 | 0 | 0
6051 | 0 | 0
6052 | 0 | 0
6053 | 0 | 0
6054 | 0.0008 | 0.0008
6055 | 0.059988 | 0.068348
6056 | 0.27053 | 0.23844
6057 | 0.36379 | 0.30576
6058 | 0.35003 | 0.31347
6059 | 0.4193 | 0.37647
6060 | 0.39404 | 0.36512
6061 | 0.35928 | 0.33828
6062 | 0.33762 | 0.31834
6063 | 0.22604 | 0.22054
6064 | 0.25162 | 0.23349
6065 | 0.0856 | 0.0856
6066 | 0.0096 | 0.0096
6067 | 0.0016 | 0.0016
6068 | 0 | 0
6069 | 0 | 0
6070 | 0 | 0
6071 | 0 | 0
6072 | 0 | 0
6073 | 0 | 0
6074 | 0 | 0
6075 | 0 | 0
6076 | 0 | 0
6077 | 0 | 0
6078 | 0 | 0
6079 | 0.041189 | 0.042462
6080 | 0.12626 | 0.12211
6081 | 0.20354 | 0.19475
6082 | 0.25937 | 0.24577
6083 | 0.33201 | 0.31108
6084 | 0.33765 | 0.32171
6085 | 0.33928 | 0.32163
6086 | 0.29247 | 0.28445
6087 | 0.26037 | 0.24993
6088 | 0.21128 | 0.20362
6089 | 0.14312 | 0.1381
6090 | 0.051385 | 0.051164
6091 | 0.0016 | 0.0016
6092 | 0 | 0
6093 | 0 | 0
6094 | 0 | 0
6095 | 0 | 0
6096 | 0 | 0
6097 | 0 | 0
6098 | 0 | 0
6099 | 0 | 0
6100 | 0 | 0
6101 | 0 | 0
6102 | 0 | 0
6103 | 0.049184 | 0.054092
6104 | 0.17778 | 0.15708
6105 | 0.32674 | 0.27419
6106 | 0.42223 | 0.35791
6107 | 0.49674 | 0.42072
6108 | 0.56502 | 0.46953
6109 | 0.60473 | 0.49284
6110 | 0.61155 | 0.48745
6111 | 0.53453 | 0.42721
6112 | 0.43158 | 0.34379
6113 | 0.28454 | 0.23556
6114 | 0.11197 | 0.10732
6115 | 0.0056 | 0.0056
6116 | 0 | 0
6117 | 0 | 0
6118 | 0 | 0
6119 | 0 | 0
6120 | 0 | 0
6121 | 0 | 0
6122 | 0 | 0
6123 | 0 | 0
6124 | 0 | 0
6125 | 0 | 0
6126 | 0 | 0
6127 | 0.0216 | 0.0216
6128 | 0.068 | 0.068
6129 | 0.1048 | 0.1048
6130 | 0.1328 | 0.1328
6131 | 0.15682 | 0.15596
6132 | 0.15204 | 0.15116
6133 | 0.14536 | 0.14478
6134 | 0.15095 | 0.15038
6135 | 0.1256 | 0.1256
6136 | 0.0896 | 0.0896
6137 | 0.0296 | 0.0296
6138 | 0.0144 | 0.0144
6139 | 0.0008 | 0.0008
6140 | 0 | 0
6141 | 0 | 0
6142 | 0 | 0
6143 | 0 | 0
6144 | 0 | 0
6145 | 0 | 0
6146 | 0 | 0
6147 | 0 | 0
6148 | 0 | 0
6149 | 0 | 0
6150 | 0 | 0
6151 | 0.06387 | 0.072742
6152 | 0.23007 | 0.18964
6153 | 0.41552 | 0.32207
6154 | 0.57449 | 0.43644
6155 | 0.69242 | 0.52168
6156 | 0.75344 | 0.56672
6157 | 0.76118 | 0.57225
6158 | 0.71502 | 0.53827
6159 | 0.61341 | 0.46407
6160 | 0.46454 | 0.35676
6161 | 0.28717 | 0.22983
6162 | 0.10577 | 0.098994
6163 | 0.0016 | 0.0016
6164 | 0 | 0
6165 | 0 | 0
6166 | 0 | 0
6167 | 0 | 0
6168 | 0 | 0
6169 | 0 | 0
6170 | 0 | 0
6171 | 0 | 0
6172 | 0 | 0
6173 | 0 | 0
6174 | 0 | 0
6175 | 0.059692 | 0.067664
6176 | 0.21973 | 0.17944
6177 | 0.39814 | 0.30959
6178 | 0.55752 | 0.42318
6179 | 0.66695 | 0.50454
6180 | 0.73404 | 0.55268
6181 | 0.74293 | 0.55899
6182 | 0.69865 | 0.52576
6183 | 0.60153 | 0.45387
6184 | 0.45867 | 0.35047
6185 | 0.28342 | 0.22592
6186 | 0.10704 | 0.10029
6187 | 0.0024 | 0.0024
6188 | 0 | 0
6189 | 0 | 0
6190 | 0 | 0
6191 | 0 | 0
6192 | 0 | 0
6193 | 0 | 0
6194 | 0 | 0
6195 | 0 | 0
6196 | 0 | 0
6197 | 0 | 0
6198 | 0 | 0
6199 | 0.032998 | 0.033773
6200 | 0.12366 | 0.11559
6201 | 0.33491 | 0.27585
6202 | 0.5494 | 0.42863
6203 | 0.75821 | 0.59676
6204 | 0.61876 | 0.49591
6205 | 0.49314 | 0.42865
6206 | 0.16584 | 0.16309
6207 | 0.17481 | 0.17271
6208 | 0.0528 | 0.0528
6209 | 0.0192 | 0.0192
6210 | 0.008 | 0.008
6211 | 0.0008 | 0.0008
6212 | 0 | 0
6213 | 0 | 0
6214 | 0 | 0
6215 | 0 | 0
6216 | 0 | 0
6217 | 0 | 0
6218 | 0 | 0
6219 | 0 | 0
6220 | 0 | 0
6221 | 0 | 0
6222 | 0 | 0
6223 | 0.0048 | 0.0048
6224 | 0.016 | 0.016
6225 | 0.19831 | 0.18337
6226 | 0.63204 | 0.51029
6227 | 0.57133 | 0.45378
6228 | 0.67975 | 0.53434
6229 | 0.39497 | 0.35526
6230 | 0.0488 | 0.0488
6231 | 0.04 | 0.04
6232 | 0.0304 | 0.0304
6233 | 0.0192 | 0.0192
6234 | 0.0072 | 0.0072
6235 | 0.0008 | 0.0008
6236 | 0 | 0
6237 | 0 | 0
6238 | 0 | 0
6239 | 0 | 0
6240 | 0 | 0
6241 | 0 | 0
6242 | 0 | 0
6243 | 0 | 0
6244 | 0 | 0
6245 | 0 | 0
6246 | 0 | 0
6247 | 0.034061 | 0.035107
6248 | 0.15268 | 0.13352
6249 | 0.17489 | 0.16604
6250 | 0.27272 | 0.25532
6251 | 0.26088 | 0.25081
6252 | 0.35991 | 0.33255
6253 | 0.40899 | 0.36637
6254 | 0.19985 | 0.19668
6255 | 0.1617 | 0.16076
6256 | 0.1048 | 0.1048
6257 | 0.0192 | 0.0192
6258 | 0.0152 | 0.0152
6259 | 0.0008 | 0.0008
6260 | 0 | 0
6261 | 0 | 0
6262 | 0 | 0
6263 | 0 | 0
6264 | 0 | 0
6265 | 0 | 0
6266 | 0 | 0
6267 | 0 | 0
6268 | 0 | 0
6269 | 0 | 0
6270 | 0 | 0
6271 | 0.045788 | 0.049094
6272 | 0.17437 | 0.14429
6273 | 0.30419 | 0.24985
6274 | 0.41645 | 0.34194
6275 | 0.49582 | 0.40705
6276 | 0.53705 | 0.44285
6277 | 0.54263 | 0.4468
6278 | 0.50287 | 0.41427
6279 | 0.4268 | 0.35318
6280 | 0.32258 | 0.26661
6281 | 0.19417 | 0.16185
6282 | 0.067089 | 0.064493
6283 | 0 | 0
6284 | 0 | 0
6285 | 0 | 0
6286 | 0 | 0
6287 | 0 | 0
6288 | 0 | 0
6289 | 0 | 0
6290 | 0 | 0
6291 | 0 | 0
6292 | 0 | 0
6293 | 0 | 0
6294 | 0 | 0
6295 | 0.051882 | 0.05618
6296 | 0.20658 | 0.16296
6297 | 0.37534 | 0.2845
6298 | 0.5183 | 0.38956
6299 | 0.61896 | 0.46552
6300 | 0.67249 | 0.5075
6301 | 0.67968 | 0.51223
6302 | 0.63552 | 0.47817
6303 | 0.54377 | 0.40852
6304 | 0.40847 | 0.30818
6305 | 0.24485 | 0.18894
6306 | 0.079814 | 0.076365
6307 | 0 | 0
6308 | 0 | 0
6309 | 0 | 0
6310 | 0 | 0
6311 | 0 | 0
6312 | 0 | 0
6313 | 0 | 0
6314 | 0 | 0
6315 | 0 | 0
6316 | 0 | 0
6317 | 0 | 0
6318 | 0 | 0
6319 | 0.0224 | 0.0224
6320 | 0.18903 | 0.15715
6321 | 0.36593 | 0.27748
6322 | 0.50907 | 0.38176
6323 | 0.61105 | 0.45927
6324 | 0.66562 | 0.50123
6325 | 0.67058 | 0.50518
6326 | 0.62591 | 0.47034
6327 | 0.53404 | 0.39991
6328 | 0.4002 | 0.30113
6329 | 0.23773 | 0.18266
6330 | 0.076294 | 0.0734
6331 | 0 | 0
6332 | 0 | 0
6333 | 0 | 0
6334 | 0 | 0
6335 | 0 | 0
6336 | 0 | 0
6337 | 0 | 0
6338 | 0 | 0
6339 | 0 | 0
6340 | 0 | 0
6341 | 0 | 0
6342 | 0 | 0
6343 | 0.0256 | 0.0256
6344 | 0.23549 | 0.19861
6345 | 0.22915 | 0.20057
6346 | 0.39032 | 0.32403
6347 | 0.28569 | 0.26568
6348 | 0.4604 | 0.39445
6349 | 0.60824 | 0.48105
6350 | 0.21089 | 0.20374
6351 | 0.17929 | 0.17588
6352 | 0.0672 | 0.0672
6353 | 0.02 | 0.02
6354 | 0.0056 | 0.0056
6355 | 0 | 0
6356 | 0 | 0
6357 | 0 | 0
6358 | 0 | 0
6359 | 0 | 0
6360 | 0 | 0
6361 | 0 | 0
6362 | 0 | 0
6363 | 0 | 0
6364 | 0 | 0
6365 | 0 | 0
6366 | 0 | 0
6367 | 0.012 | 0.012
6368 | 0.0656 | 0.0656
6369 | 0.1016 | 0.1016
6370 | 0.1514 | 0.15036
6371 | 0.1248 | 0.1248
6372 | 0.0456 | 0.0456
6373 | 0.0456 | 0.0456
6374 | 0.30422 | 0.27995
6375 | 0.28409 | 0.25912
6376 | 0.15038 | 0.14625
6377 | 0.0696 | 0.0696
6378 | 0.029923 | 0.02984
6379 | 0 | 0
6380 | 0 | 0
6381 | 0 | 0
6382 | 0 | 0
6383 | 0 | 0
6384 | 0 | 0
6385 | 0 | 0
6386 | 0 | 0
6387 | 0 | 0
6388 | 0 | 0
6389 | 0 | 0
6390 | 0 | 0
6391 | 0.0032 | 0.0032
6392 | 0.0144 | 0.0144
6393 | 0.0256 | 0.0256
6394 | 0.0352 | 0.0352
6395 | 0.0424 | 0.0424
6396 | 0.0464 | 0.0464
6397 | 0.0472 | 0.0472
6398 | 0.42047 | 0.36116
6399 | 0.36776 | 0.30836
6400 | 0.27331 | 0.22804
6401 | 0.16474 | 0.135
6402 | 0.052902 | 0.051081
6403 | 0 | 0
6404 | 0 | 0
6405 | 0 | 0
6406 | 0 | 0
6407 | 0 | 0
6408 | 0 | 0
6409 | 0 | 0
6410 | 0 | 0
6411 | 0 | 0
6412 | 0 | 0
6413 | 0 | 0
6414 | 0 | 0
6415 | 0.0176 | 0.0176
6416 | 0.19332 | 0.1564
6417 | 0.40049 | 0.28581
6418 | 0.56349 | 0.40012
6419 | 0.67796 | 0.48218
6420 | 0.74374 | 0.52873
6421 | 0.75425 | 0.5358
6422 | 0.69911 | 0.49635
6423 | 0.59331 | 0.42059
6424 | 0.43903 | 0.31257
6425 | 0.25213 | 0.18172
6426 | 0.076517 | 0.073284
6427 | 0 | 0
6428 | 0 | 0
6429 | 0 | 0
6430 | 0 | 0
6431 | 0 | 0
6432 | 0 | 0
6433 | 0 | 0
6434 | 0 | 0
6435 | 0 | 0
6436 | 0 | 0
6437 | 0 | 0
6438 | 0 | 0
6439 | 0.0176 | 0.0176
6440 | 0.20332 | 0.16437
6441 | 0.4261 | 0.30159
6442 | 0.5961 | 0.42063
6443 | 0.71699 | 0.50501
6444 | 0.78304 | 0.55234
6445 | 0.78462 | 0.55392
6446 | 0.72731 | 0.51289
6447 | 0.61144 | 0.43086
6448 | 0.44836 | 0.31655
6449 | 0.25473 | 0.18173
6450 | 0.072513 | 0.069796
6451 | 0 | 0
6452 | 0 | 0
6453 | 0 | 0
6454 | 0 | 0
6455 | 0 | 0
6456 | 0 | 0
6457 | 0 | 0
6458 | 0 | 0
6459 | 0 | 0
6460 | 0 | 0
6461 | 0 | 0
6462 | 0 | 0
6463 | 0.0032 | 0.0032
6464 | 0.028 | 0.028
6465 | 0.0528 | 0.0528
6466 | 0.0752 | 0.0752
6467 | 0.092 | 0.092
6468 | 0.0992 | 0.0992
6469 | 0.1 | 0.1
6470 | 0.0888 | 0.0888
6471 | 0.076 | 0.076
6472 | 0.0544 | 0.0544
6473 | 0.0312 | 0.0312
6474 | 0.004 | 0.004
6475 | 0 | 0
6476 | 0 | 0
6477 | 0 | 0
6478 | 0 | 0
6479 | 0 | 0
6480 | 0 | 0
6481 | 0 | 0
6482 | 0 | 0
6483 | 0 | 0
6484 | 0 | 0
6485 | 0 | 0
6486 | 0 | 0
6487 | 0.0096 | 0.0096
6488 | 0.10526 | 0.092435
6489 | 0.17921 | 0.16517
6490 | 0.23541 | 0.22033
6491 | 0.30036 | 0.27602
6492 | 0.32749 | 0.29909
6493 | 0.28877 | 0.27062
6494 | 0.23813 | 0.23014
6495 | 0.16784 | 0.16553
6496 | 0.1024 | 0.1024
6497 | 0.0392 | 0.0392
6498 | 0.004 | 0.004
6499 | 0 | 0
6500 | 0 | 0
6501 | 0 | 0
6502 | 0 | 0
6503 | 0 | 0
6504 | 0 | 0
6505 | 0 | 0
6506 | 0 | 0
6507 | 0 | 0
6508 | 0 | 0
6509 | 0 | 0
6510 | 0 | 0
6511 | 0.0096 | 0.0096
6512 | 0.1228 | 0.10183
6513 | 0.21196 | 0.18645
6514 | 0.25503 | 0.23374
6515 | 0.3583 | 0.31215
6516 | 0.36908 | 0.32666
6517 | 0.40264 | 0.34952
6518 | 0.33406 | 0.29725
6519 | 0.22656 | 0.21319
6520 | 0.15469 | 0.14697
6521 | 0.084016 | 0.079066
6522 | 0.0032 | 0.0032
6523 | 0 | 0
6524 | 0 | 0
6525 | 0 | 0
6526 | 0 | 0
6527 | 0 | 0
6528 | 0 | 0
6529 | 0 | 0
6530 | 0 | 0
6531 | 0 | 0
6532 | 0 | 0
6533 | 0 | 0
6534 | 0 | 0
6535 | 0.0136 | 0.0136
6536 | 0.12645 | 0.10423
6537 | 0.20039 | 0.17857
6538 | 0.28085 | 0.2511
6539 | 0.44678 | 0.35808
6540 | 0.47046 | 0.38289
6541 | 0.48749 | 0.39307
6542 | 0.37407 | 0.32158
6543 | 0.27145 | 0.24562
6544 | 0.179 | 0.16437
6545 | 0.081786 | 0.076666
6546 | 0.0032 | 0.0032
6547 | 0 | 0
6548 | 0 | 0
6549 | 0 | 0
6550 | 0 | 0
6551 | 0 | 0
6552 | 0 | 0
6553 | 0 | 0
6554 | 0 | 0
6555 | 0 | 0
6556 | 0 | 0
6557 | 0 | 0
6558 | 0 | 0
6559 | 0.0024 | 0.0024
6560 | 0.10115 | 0.086848
6561 | 0.20915 | 0.18245
6562 | 0.3478 | 0.28042
6563 | 0.47464 | 0.37046
6564 | 0.41977 | 0.35647
6565 | 0.47259 | 0.38287
6566 | 0.40734 | 0.3346
6567 | 0.3599 | 0.28746
6568 | 0.24265 | 0.19711
6569 | 0.10447 | 0.09086
6570 | 0.0048 | 0.0048
6571 | 0 | 0
6572 | 0 | 0
6573 | 0 | 0
6574 | 0 | 0
6575 | 0 | 0
6576 | 0 | 0
6577 | 0 | 0
6578 | 0 | 0
6579 | 0 | 0
6580 | 0 | 0
6581 | 0 | 0
6582 | 0 | 0
6583 | 0.0208 | 0.0208
6584 | 0.18946 | 0.14617
6585 | 0.24592 | 0.19708
6586 | 0.38163 | 0.30005
6587 | 0.30187 | 0.27274
6588 | 0.33702 | 0.30215
6589 | 0.43808 | 0.36666
6590 | 0.20353 | 0.19412
6591 | 0.38277 | 0.30578
6592 | 0.34321 | 0.25108
6593 | 0.20359 | 0.15728
6594 | 0.0272 | 0.0272
6595 | 0 | 0
6596 | 0 | 0
6597 | 0 | 0
6598 | 0 | 0
6599 | 0 | 0
6600 | 0 | 0
6601 | 0 | 0
6602 | 0 | 0
6603 | 0 | 0
6604 | 0 | 0
6605 | 0 | 0
6606 | 0 | 0
6607 | 0.0072 | 0.0072
6608 | 0.14073 | 0.11134
6609 | 0.27925 | 0.20935
6610 | 0.44008 | 0.31898
6611 | 0.54545 | 0.394
6612 | 0.61974 | 0.4461
6613 | 0.64174 | 0.46108
6614 | 0.53901 | 0.39253
6615 | 0.4332 | 0.31835
6616 | 0.29112 | 0.21559
6617 | 0.146 | 0.11283
6618 | 0.0064 | 0.0064
6619 | 0 | 0
6620 | 0 | 0
6621 | 0 | 0
6622 | 0 | 0
6623 | 0 | 0
6624 | 0 | 0
6625 | 0 | 0
6626 | 0 | 0
6627 | 0 | 0
6628 | 0 | 0
6629 | 0 | 0
6630 | 0 | 0
6631 | 0.0064 | 0.0064
6632 | 0.14333 | 0.11131
6633 | 0.32633 | 0.22866
6634 | 0.44858 | 0.32292
6635 | 0.53464 | 0.39029
6636 | 0.59139 | 0.42973
6637 | 0.60468 | 0.43674
6638 | 0.59581 | 0.4173
6639 | 0.52575 | 0.35776
6640 | 0.36394 | 0.24575
6641 | 0.16796 | 0.12791
6642 | 0.0104 | 0.0104
6643 | 0 | 0
6644 | 0 | 0
6645 | 0 | 0
6646 | 0 | 0
6647 | 0 | 0
6648 | 0 | 0
6649 | 0 | 0
6650 | 0 | 0
6651 | 0 | 0
6652 | 0 | 0
6653 | 0 | 0
6654 | 0 | 0
6655 | 0.0016 | 0.0016
6656 | 0.0184 | 0.0184
6657 | 0.02 | 0.02
6658 | 0.0544 | 0.0544
6659 | 0.0824 | 0.0824
6660 | 0.0744 | 0.0744
6661 | 0.0832 | 0.0832
6662 | 0.46721 | 0.36678
6663 | 0.37613 | 0.28637
6664 | 0.26876 | 0.20232
6665 | 0.13564 | 0.10333
6666 | 0.008 | 0.008
6667 | 0 | 0
6668 | 0 | 0
6669 | 0 | 0
6670 | 0 | 0
6671 | 0 | 0
6672 | 0 | 0
6673 | 0 | 0
6674 | 0 | 0
6675 | 0 | 0
6676 | 0 | 0
6677 | 0 | 0
6678 | 0 | 0
6679 | 0.0064 | 0.0064
6680 | 0.14921 | 0.11288
6681 | 0.3463 | 0.2316
6682 | 0.49656 | 0.33575
6683 | 0.59874 | 0.41001
6684 | 0.66976 | 0.45726
6685 | 0.67978 | 0.46191
6686 | 0.61673 | 0.41854
6687 | 0.52293 | 0.34897
6688 | 0.36837 | 0.24251
6689 | 0.16381 | 0.12237
6690 | 0.0072 | 0.0072
6691 | 0 | 0
6692 | 0 | 0
6693 | 0 | 0
6694 | 0 | 0
6695 | 0 | 0
6696 | 0 | 0
6697 | 0 | 0
6698 | 0 | 0
6699 | 0 | 0
6700 | 0 | 0
6701 | 0 | 0
6702 | 0 | 0
6703 | 0.0056 | 0.0056
6704 | 0.16242 | 0.12
6705 | 0.3799 | 0.24479
6706 | 0.53908 | 0.35359
6707 | 0.65041 | 0.43168
6708 | 0.71436 | 0.47585
6709 | 0.7161 | 0.47662
6710 | 0.65771 | 0.4356
6711 | 0.54568 | 0.3575
6712 | 0.38724 | 0.24952
6713 | 0.16727 | 0.12316
6714 | 0.0064 | 0.0064
6715 | 0 | 0
6716 | 0 | 0
6717 | 0 | 0
6718 | 0 | 0
6719 | 0 | 0
6720 | 0 | 0
6721 | 0 | 0
6722 | 0 | 0
6723 | 0 | 0
6724 | 0 | 0
6725 | 0 | 0
6726 | 0 | 0
6727 | 0.0024 | 0.0024
6728 | 0.053304 | 0.051976
6729 | 0.1212 | 0.11751
6730 | 0.19077 | 0.17972
6731 | 0.21152 | 0.20462
6732 | 0.22309 | 0.21498
6733 | 0.21378 | 0.20702
6734 | 0.19702 | 0.19104
6735 | 0.15528 | 0.15191
6736 | 0.094116 | 0.093588
6737 | 0.044 | 0.044
6738 | 0.0016 | 0.0016
6739 | 0 | 0
6740 | 0 | 0
6741 | 0 | 0
6742 | 0 | 0
6743 | 0 | 0
6744 | 0 | 0
6745 | 0 | 0
6746 | 0 | 0
6747 | 0 | 0
6748 | 0 | 0
6749 | 0 | 0
6750 | 0 | 0
6751 | 0.0024 | 0.0024
6752 | 0.066134 | 0.059891
6753 | 0.0504 | 0.0504
6754 | 0.0864 | 0.0864
6755 | 0.13645 | 0.13599
6756 | 0.18391 | 0.18071
6757 | 0.1904 | 0.18629
6758 | 0.18157 | 0.17503
6759 | 0.55559 | 0.4018
6760 | 0.38926 | 0.24559
6761 | 0.1623 | 0.11762
6762 | 0.008 | 0.008
6763 | 0 | 0
6764 | 0 | 0
6765 | 0 | 0
6766 | 0 | 0
6767 | 0 | 0
6768 | 0 | 0
6769 | 0 | 0
6770 | 0 | 0
6771 | 0 | 0
6772 | 0 | 0
6773 | 0 | 0
6774 | 0 | 0
6775 | 0.0024 | 0.0024
6776 | 0.1104 | 0.082738
6777 | 0.23027 | 0.17478
6778 | 0.34873 | 0.26435
6779 | 0.43047 | 0.32942
6780 | 0.44824 | 0.3486
6781 | 0.41315 | 0.33229
6782 | 0.44639 | 0.33557
6783 | 0.40038 | 0.28438
6784 | 0.25402 | 0.18162
6785 | 0.089123 | 0.075781
6786 | 0.0008 | 0.0008
6787 | 0 | 0
6788 | 0 | 0
6789 | 0 | 0
6790 | 0 | 0
6791 | 0 | 0
6792 | 0 | 0
6793 | 0 | 0
6794 | 0 | 0
6795 | 0 | 0
6796 | 0 | 0
6797 | 0 | 0
6798 | 0 | 0
6799 | 0.0032 | 0.0032
6800 | 0.16564 | 0.11845
6801 | 0.3138 | 0.21469
6802 | 0.28617 | 0.23231
6803 | 0.20656 | 0.19737
6804 | 0.23509 | 0.22371
6805 | 0.42743 | 0.3418
6806 | 0.44033 | 0.32839
6807 | 0.37559 | 0.27685
6808 | 0.17241 | 0.14257
6809 | 0.11906 | 0.085877
6810 | 0.0032 | 0.0032
6811 | 0 | 0
6812 | 0 | 0
6813 | 0 | 0
6814 | 0 | 0
6815 | 0 | 0
6816 | 0 | 0
6817 | 0 | 0
6818 | 0 | 0
6819 | 0 | 0
6820 | 0 | 0
6821 | 0 | 0
6822 | 0 | 0
6823 | 0.0008 | 0.0008
6824 | 0.0424 | 0.0424
6825 | 0.11067 | 0.10713
6826 | 0.16925 | 0.16142
6827 | 0.20622 | 0.19738
6828 | 0.20755 | 0.20227
6829 | 0.2125 | 0.20624
6830 | 0.17457 | 0.17111
6831 | 0.14096 | 0.13834
6832 | 0.10448 | 0.10154
6833 | 0.048006 | 0.047192
6834 | 0.0016 | 0.0016
6835 | 0 | 0
6836 | 0 | 0
6837 | 0 | 0
6838 | 0 | 0
6839 | 0 | 0
6840 | 0 | 0
6841 | 0 | 0
6842 | 0 | 0
6843 | 0 | 0
6844 | 0 | 0
6845 | 0 | 0
6846 | 0 | 0
6847 | 0.0008 | 0.0008
6848 | 0.0416 | 0.0416
6849 | 0.10535 | 0.10234
6850 | 0.19345 | 0.17805
6851 | 0.25489 | 0.23225
6852 | 0.22491 | 0.21659
6853 | 0.23724 | 0.22694
6854 | 0.24218 | 0.22355
6855 | 0.18287 | 0.17011
6856 | 0.10976 | 0.10551
6857 | 0.051366 | 0.048023
6858 | 0.0008 | 0.0008
6859 | 0 | 0
6860 | 0 | 0
6861 | 0 | 0
6862 | 0 | 0
6863 | 0 | 0
6864 | 0 | 0
6865 | 0 | 0
6866 | 0 | 0
6867 | 0 | 0
6868 | 0 | 0
6869 | 0 | 0
6870 | 0 | 0
6871 | 0.0016 | 0.0016
6872 | 0.1247 | 0.082341
6873 | 0.2872 | 0.19172
6874 | 0.42137 | 0.28577
6875 | 0.53118 | 0.3591
6876 | 0.54122 | 0.38171
6877 | 0.5331 | 0.37782
6878 | 0.47517 | 0.33507
6879 | 0.36644 | 0.25921
6880 | 0.2366 | 0.16501
6881 | 0.092938 | 0.065442
6882 | 0.0008 | 0.0008
6883 | 0 | 0
6884 | 0 | 0
6885 | 0 | 0
6886 | 0 | 0
6887 | 0 | 0
6888 | 0 | 0
6889 | 0 | 0
6890 | 0 | 0
6891 | 0 | 0
6892 | 0 | 0
6893 | 0 | 0
6894 | 0 | 0
6895 | 0.0008 | 0.0008
6896 | 0.0072 | 0.0072
6897 | 0.0264 | 0.0264
6898 | 0.0712 | 0.0712
6899 | 0.1056 | 0.1056
6900 | 0.0368 | 0.0368
6901 | 0.0368 | 0.0368
6902 | 0.36347 | 0.30094
6903 | 0.49428 | 0.32512
6904 | 0.37824 | 0.23247
6905 | 0.14769 | 0.086651
6906 | 0.0016 | 0.0016
6907 | 0 | 0
6908 | 0 | 0
6909 | 0 | 0
6910 | 0 | 0
6911 | 0 | 0
6912 | 0 | 0
6913 | 0 | 0
6914 | 0 | 0
6915 | 0 | 0
6916 | 0 | 0
6917 | 0 | 0
6918 | 0 | 0
6919 | 0.0008 | 0.0008
6920 | 0.0096 | 0.0096
6921 | 0.0224 | 0.0224
6922 | 0.0384 | 0.0384
6923 | 0.0528 | 0.0528
6924 | 0.0472 | 0.0472
6925 | 0.0368 | 0.0368
6926 | 0.39337 | 0.31583
6927 | 0.38787 | 0.26213
6928 | 0.24788 | 0.16488
6929 | 0.10026 | 0.068317
6930 | 0.0008 | 0.0008
6931 | 0 | 0
6932 | 0 | 0
6933 | 0 | 0
6934 | 0 | 0
6935 | 0 | 0
6936 | 0 | 0
6937 | 0 | 0
6938 | 0 | 0
6939 | 0 | 0
6940 | 0 | 0
6941 | 0 | 0
6942 | 0 | 0
6943 | 0.0016 | 0.0016
6944 | 0.047999 | 0.044144
6945 | 0.20252 | 0.1527
6946 | 0.51319 | 0.35263
6947 | 0.42956 | 0.31993
6948 | 0.13251 | 0.13199
6949 | 0.21716 | 0.20614
6950 | 0.19993 | 0.18854
6951 | 0.0832 | 0.0832
6952 | 0.048 | 0.048
6953 | 0.083853 | 0.065416
6954 | 0.0008 | 0.0008
6955 | 0 | 0
6956 | 0 | 0
6957 | 0 | 0
6958 | 0 | 0
6959 | 0 | 0
6960 | 0 | 0
6961 | 0 | 0
6962 | 0 | 0
6963 | 0 | 0
6964 | 0 | 0
6965 | 0 | 0
6966 | 0 | 0
6967 | 0.0008 | 0.0008
6968 | 0.04631 | 0.043339
6969 | 0.11947 | 0.10779
6970 | 0.16031 | 0.15264
6971 | 0.20566 | 0.19414
6972 | 0.23294 | 0.21806
6973 | 0.25344 | 0.23314
6974 | 0.22788 | 0.20919
6975 | 0.16904 | 0.15654
6976 | 0.099346 | 0.095127
6977 | 0.045211 | 0.041175
6978 | 0.0008 | 0.0008
6979 | 0 | 0
6980 | 0 | 0
6981 | 0 | 0
6982 | 0 | 0
6983 | 0 | 0
6984 | 0 | 0
6985 | 0 | 0
6986 | 0 | 0
6987 | 0 | 0
6988 | 0 | 0
6989 | 0 | 0
6990 | 0 | 0
6991 | 0.0008 | 0.0008
6992 | 0.093401 | 0.062719
6993 | 0.20904 | 0.14857
6994 | 0.31224 | 0.22871
6995 | 0.36744 | 0.27969
6996 | 0.41893 | 0.31445
6997 | 0.34709 | 0.29401
6998 | 0.35679 | 0.27094
6999 | 0.24459 | 0.20399
7000 | 0.15627 | 0.1267
7001 | 0.069689 | 0.050871
7002 | 0 | 0
7003 | 0 | 0
7004 | 0 | 0
7005 | 0 | 0
7006 | 0 | 0
7007 | 0 | 0
7008 | 0 | 0
7009 | 0 | 0
7010 | 0 | 0
7011 | 0 | 0
7012 | 0 | 0
7013 | 0 | 0
7014 | 0 | 0
7015 | 0.0008 | 0.0008
7016 | 0.10567 | 0.065953
7017 | 0.24062 | 0.15945
7018 | 0.37659 | 0.2503
7019 | 0.52381 | 0.33845
7020 | 0.56872 | 0.37166
7021 | 0.55759 | 0.36782
7022 | 0.56351 | 0.35229
7023 | 0.43919 | 0.27029
7024 | 0.29272 | 0.17001
7025 | 0.11458 | 0.069004
7026 | 0 | 0
7027 | 0 | 0
7028 | 0 | 0
7029 | 0 | 0
7030 | 0 | 0
7031 | 0 | 0
7032 | 0 | 0
7033 | 0 | 0
7034 | 0 | 0
7035 | 0 | 0
7036 | 0 | 0
7037 | 0 | 0
7038 | 0 | 0
7039 | 0 | 0
7040 | 0.0304 | 0.0304
7041 | 0.079138 | 0.078388
7042 | 0.12788 | 0.12474
7043 | 0.19467 | 0.18541
7044 | 0.2542 | 0.23069
7045 | 0.31858 | 0.26688
7046 | 0.17641 | 0.16537
7047 | 0.24014 | 0.19269
7048 | 0.18722 | 0.13192
7049 | 0.1143 | 0.075101
7050 | 0.0008 | 0.0008
7051 | 0 | 0
7052 | 0 | 0
7053 | 0 | 0
7054 | 0 | 0
7055 | 0 | 0
7056 | 0 | 0
7057 | 0 | 0
7058 | 0 | 0
7059 | 0 | 0
7060 | 0 | 0
7061 | 0 | 0
7062 | 0 | 0
7063 | 0 | 0
7064 | 0.0056 | 0.0056
7065 | 0.0144 | 0.0144
7066 | 0.25904 | 0.19886
7067 | 0.18855 | 0.17737
7068 | 0.23001 | 0.20834
7069 | 0.52865 | 0.37594
7070 | 0.13783 | 0.13188
7071 | 0.25294 | 0.19328
7072 | 0.0136 | 0.0136
7073 | 0.0048 | 0.0048
7074 | 0 | 0
7075 | 0 | 0
7076 | 0 | 0
7077 | 0 | 0
7078 | 0 | 0
7079 | 0 | 0
7080 | 0 | 0
7081 | 0 | 0
7082 | 0 | 0
7083 | 0 | 0
7084 | 0 | 0
7085 | 0 | 0
7086 | 0 | 0
7087 | 0 | 0
7088 | 0.15001 | 0.081824
7089 | 0.33912 | 0.18645
7090 | 0.5306 | 0.31274
7091 | 0.62455 | 0.40679
7092 | 0.35794 | 0.2816
7093 | 0.17529 | 0.16948
7094 | 0.19028 | 0.18061
7095 | 0.16448 | 0.14851
7096 | 0.071204 | 0.070388
7097 | 0.042454 | 0.03492
7098 | 0 | 0
7099 | 0 | 0
7100 | 0 | 0
7101 | 0 | 0
7102 | 0 | 0
7103 | 0 | 0
7104 | 0 | 0
7105 | 0 | 0
7106 | 0 | 0
7107 | 0 | 0
7108 | 0 | 0
7109 | 0 | 0
7110 | 0 | 0
7111 | 0 | 0
7112 | 0.0136 | 0.0136
7113 | 0.0368 | 0.0368
7114 | 0.052 | 0.052
7115 | 0.064 | 0.064
7116 | 0.072 | 0.072
7117 | 0.0712 | 0.0712
7118 | 0.0648 | 0.0648
7119 | 0.0504 | 0.0504
7120 | 0.0312 | 0.0312
7121 | 0.012 | 0.012
7122 | 0 | 0
7123 | 0 | 0
7124 | 0 | 0
7125 | 0 | 0
7126 | 0 | 0
7127 | 0 | 0
7128 | 0 | 0
7129 | 0 | 0
7130 | 0 | 0
7131 | 0 | 0
7132 | 0 | 0
7133 | 0 | 0
7134 | 0 | 0
7135 | 0 | 0
7136 | 0.0064 | 0.0064
7137 | 0.0184 | 0.0184
7138 | 0.0288 | 0.0288
7139 | 0.0368 | 0.0368
7140 | 0.0416 | 0.0416
7141 | 0.0424 | 0.0424
7142 | 0.0376 | 0.0376
7143 | 0.028 | 0.028
7144 | 0.0176 | 0.0176
7145 | 0.0056 | 0.0056
7146 | 0 | 0
7147 | 0 | 0
7148 | 0 | 0
7149 | 0 | 0
7150 | 0 | 0
7151 | 0 | 0
7152 | 0 | 0
7153 | 0 | 0
7154 | 0 | 0
7155 | 0 | 0
7156 | 0 | 0
7157 | 0 | 0
7158 | 0 | 0
7159 | 0 | 0
7160 | 0.035114 | 0.030999
7161 | 0.073648 | 0.072788
7162 | 0.10698 | 0.10558
7163 | 0.30746 | 0.24276
7164 | 0.3917 | 0.29242
7165 | 0.51679 | 0.34456
7166 | 0.58292 | 0.35647
7167 | 0.50286 | 0.28832
7168 | 0.32626 | 0.17393
7169 | 0.13379 | 0.069441
7170 | 0 | 0
7171 | 0 | 0
7172 | 0 | 0
7173 | 0 | 0
7174 | 0 | 0
7175 | 0 | 0
7176 | 0 | 0
7177 | 0 | 0
7178 | 0 | 0
7179 | 0 | 0
7180 | 0 | 0
7181 | 0 | 0
7182 | 0 | 0
7183 | 0 | 0
7184 | 0.0072 | 0.0072
7185 | 0.024 | 0.024
7186 | 0.0296 | 0.0296
7187 | 0.0288 | 0.0288
7188 | 0.0472 | 0.0472
7189 | 0.0448 | 0.0448
7190 | 0.43308 | 0.29339
7191 | 0.3636 | 0.22568
7192 | 0.21117 | 0.13743
7193 | 0.0216 | 0.0216
7194 | 0 | 0
7195 | 0 | 0
7196 | 0 | 0
7197 | 0 | 0
7198 | 0 | 0
7199 | 0 | 0
7200 | 0 | 0
7201 | 0 | 0
7202 | 0 | 0
7203 | 0 | 0
7204 | 0 | 0
7205 | 0 | 0
7206 | 0 | 0
7207 | 0 | 0
7208 | 0.027341 | 0.025855
7209 | 0.0568 | 0.0568
7210 | 0.0992 | 0.0992
7211 | 0.116 | 0.116
7212 | 0.1112 | 0.1112
7213 | 0.1104 | 0.1104
7214 | 0.068 | 0.068
7215 | 0.068 | 0.068
7216 | 0.0456 | 0.0456
7217 | 0.0096 | 0.0096
7218 | 0 | 0
7219 | 0 | 0
7220 | 0 | 0
7221 | 0 | 0
7222 | 0 | 0
7223 | 0 | 0
7224 | 0 | 0
7225 | 0 | 0
7226 | 0 | 0
7227 | 0 | 0
7228 | 0 | 0
7229 | 0 | 0
7230 | 0 | 0
7231 | 0 | 0
7232 | 0.11934 | 0.061655
7233 | 0.30741 | 0.15887
7234 | 0.48104 | 0.26608
7235 | 0.60223 | 0.3449
7236 | 0.65574 | 0.38036
7237 | 0.64549 | 0.37485
7238 | 0.58322 | 0.33307
7239 | 0.45167 | 0.24953
7240 | 0.22874 | 0.14374
7241 | 0.0184 | 0.0184
7242 | 0 | 0
7243 | 0 | 0
7244 | 0 | 0
7245 | 0 | 0
7246 | 0 | 0
7247 | 0 | 0
7248 | 0 | 0
7249 | 0 | 0
7250 | 0 | 0
7251 | 0 | 0
7252 | 0 | 0
7253 | 0 | 0
7254 | 0 | 0
7255 | 0 | 0
7256 | 0.046256 | 0.032947
7257 | 0.11212 | 0.090933
7258 | 0.12361 | 0.11831
7259 | 0.15494 | 0.1495
7260 | 0.19721 | 0.18619
7261 | 0.18654 | 0.17743
7262 | 0.15483 | 0.14869
7263 | 0.0872 | 0.0872
7264 | 0.070572 | 0.065539
7265 | 0.0032 | 0.0032
7266 | 0 | 0
7267 | 0 | 0
7268 | 0 | 0
7269 | 0 | 0
7270 | 0 | 0
7271 | 0 | 0
7272 | 0 | 0
7273 | 0 | 0
7274 | 0 | 0
7275 | 0 | 0
7276 | 0 | 0
7277 | 0 | 0
7278 | 0 | 0
7279 | 0 | 0
7280 | 0.0224 | 0.0224
7281 | 0.074935 | 0.071964
7282 | 0.12683 | 0.11989
7283 | 0.16105 | 0.15347
7284 | 0.21377 | 0.19404
7285 | 0.18812 | 0.17822
7286 | 0.17038 | 0.16063
7287 | 0.097575 | 0.096788
7288 | 0.052 | 0.052
7289 | 0.0032 | 0.0032
7290 | 0 | 0
7291 | 0 | 0
7292 | 0 | 0
7293 | 0 | 0
7294 | 0 | 0
7295 | 0 | 0
7296 | 0 | 0
7297 | 0 | 0
7298 | 0 | 0
7299 | 0 | 0
7300 | 0 | 0
7301 | 0 | 0
7302 | 0 | 0
7303 | 0 | 0
7304 | 0.0224 | 0.0224
7305 | 0.16818 | 0.11618
7306 | 0.12063 | 0.1143
7307 | 0.17354 | 0.16302
7308 | 0.20456 | 0.18444
7309 | 0.0888 | 0.0888
7310 | 0.18776 | 0.1644
7311 | 0.39577 | 0.24167
7312 | 0.24774 | 0.14686
7313 | 0.042581 | 0.038161
7314 | 0 | 0
7315 | 0 | 0
7316 | 0 | 0
7317 | 0 | 0
7318 | 0 | 0
7319 | 0 | 0
7320 | 0 | 0
7321 | 0 | 0
7322 | 0 | 0
7323 | 0 | 0
7324 | 0 | 0
7325 | 0 | 0
7326 | 0 | 0
7327 | 0 | 0
7328 | 0.0048 | 0.0048
7329 | 0.0432 | 0.0432
7330 | 0.0632 | 0.0632
7331 | 0.0704 | 0.0704
7332 | 0.0792 | 0.0792
7333 | 0.0832 | 0.0832
7334 | 0.0736 | 0.0736
7335 | 0.048 | 0.048
7336 | 0.0336 | 0.0336
7337 | 0.004 | 0.004
7338 | 0 | 0
7339 | 0 | 0
7340 | 0 | 0
7341 | 0 | 0
7342 | 0 | 0
7343 | 0 | 0
7344 | 0 | 0
7345 | 0 | 0
7346 | 0 | 0
7347 | 0 | 0
7348 | 0 | 0
7349 | 0 | 0
7350 | 0 | 0
7351 | 0 | 0
7352 | 0.0032 | 0.0032
7353 | 0.062939 | 0.060776
7354 | 0.10722 | 0.10476
7355 | 0.18115 | 0.16371
7356 | 0.24525 | 0.2114
7357 | 0.256 | 0.21854
7358 | 0.22361 | 0.18984
7359 | 0.13887 | 0.12297
7360 | 0.068386 | 0.061527
7361 | 0.0024 | 0.0024
7362 | 0 | 0
7363 | 0 | 0
7364 | 0 | 0
7365 | 0 | 0
7366 | 0 | 0
7367 | 0 | 0
7368 | 0 | 0
7369 | 0 | 0
7370 | 0 | 0
7371 | 0 | 0
7372 | 0 | 0
7373 | 0 | 0
7374 | 0 | 0
7375 | 0 | 0
7376 | 0.0144 | 0.0144
7377 | 0.19378 | 0.12242
7378 | 0.3503 | 0.20346
7379 | 0.47419 | 0.27838
7380 | 0.51397 | 0.30925
7381 | 0.49217 | 0.29988
7382 | 0.48915 | 0.28305
7383 | 0.35166 | 0.19781
7384 | 0.19049 | 0.11683
7385 | 0.0104 | 0.0104
7386 | 0 | 0
7387 | 0 | 0
7388 | 0 | 0
7389 | 0 | 0
7390 | 0 | 0
7391 | 0 | 0
7392 | 0 | 0
7393 | 0 | 0
7394 | 0 | 0
7395 | 0 | 0
7396 | 0 | 0
7397 | 0 | 0
7398 | 0 | 0
7399 | 0 | 0
7400 | 0.0048 | 0.0048
7401 | 0.024 | 0.024
7402 | 0.0464 | 0.0464
7403 | 0.0272 | 0.0272
7404 | 0.0848 | 0.0848
7405 | 0.0608 | 0.0608
7406 | 0.38819 | 0.25385
7407 | 0.29918 | 0.1832
7408 | 0.21535 | 0.12874
7409 | 0.016 | 0.016
7410 | 0 | 0
7411 | 0 | 0
7412 | 0 | 0
7413 | 0 | 0
7414 | 0 | 0
7415 | 0 | 0
7416 | 0 | 0
7417 | 0 | 0
7418 | 0 | 0
7419 | 0 | 0
7420 | 0 | 0
7421 | 0 | 0
7422 | 0 | 0
7423 | 0 | 0
7424 | 0.004 | 0.004
7425 | 0.0552 | 0.0552
7426 | 0.11154 | 0.10633
7427 | 0.13966 | 0.13431
7428 | 0.19065 | 0.17331
7429 | 0.21773 | 0.19156
7430 | 0.20096 | 0.17316
7431 | 0.13847 | 0.11974
7432 | 0.073963 | 0.061478
7433 | 0.0024 | 0.0024
7434 | 0 | 0
7435 | 0 | 0
7436 | 0 | 0
7437 | 0 | 0
7438 | 0 | 0
7439 | 0 | 0
7440 | 0 | 0
7441 | 0 | 0
7442 | 0 | 0
7443 | 0 | 0
7444 | 0 | 0
7445 | 0 | 0
7446 | 0 | 0
7447 | 0 | 0
7448 | 0.004 | 0.004
7449 | 0.12882 | 0.085162
7450 | 0.24942 | 0.16606
7451 | 0.43817 | 0.26042
7452 | 0.48353 | 0.29284
7453 | 0.38451 | 0.26198
7454 | 0.21626 | 0.17618
7455 | 0.15498 | 0.12764
7456 | 0.070718 | 0.059091
7457 | 0.0016 | 0.0016
7458 | 0 | 0
7459 | 0 | 0
7460 | 0 | 0
7461 | 0 | 0
7462 | 0 | 0
7463 | 0 | 0
7464 | 0 | 0
7465 | 0 | 0
7466 | 0 | 0
7467 | 0 | 0
7468 | 0 | 0
7469 | 0 | 0
7470 | 0 | 0
7471 | 0 | 0
7472 | 0.004 | 0.004
7473 | 0.0368 | 0.0368
7474 | 0.0584 | 0.0584
7475 | 0.0864 | 0.0864
7476 | 0.0952 | 0.0952
7477 | 0.1008 | 0.1008
7478 | 0.0872 | 0.0872
7479 | 0.0536 | 0.0536
7480 | 0.0288 | 0.0288
7481 | 0.0016 | 0.0016
7482 | 0 | 0
7483 | 0 | 0
7484 | 0 | 0
7485 | 0 | 0
7486 | 0 | 0
7487 | 0 | 0
7488 | 0 | 0
7489 | 0 | 0
7490 | 0 | 0
7491 | 0 | 0
7492 | 0 | 0
7493 | 0 | 0
7494 | 0 | 0
7495 | 0 | 0
7496 | 0.0032 | 0.0032
7497 | 0.0456 | 0.0456
7498 | 0.08 | 0.08
7499 | 0.1008 | 0.1008
7500 | 0.12309 | 0.12158
7501 | 0.1231 | 0.12158
7502 | 0.1024 | 0.1024
7503 | 0.0776 | 0.0776
7504 | 0.04 | 0.04
7505 | 0.0016 | 0.0016
7506 | 0 | 0
7507 | 0 | 0
7508 | 0 | 0
7509 | 0 | 0
7510 | 0 | 0
7511 | 0 | 0
7512 | 0 | 0
7513 | 0 | 0
7514 | 0 | 0
7515 | 0 | 0
7516 | 0 | 0
7517 | 0 | 0
7518 | 0 | 0
7519 | 0 | 0
7520 | 0.0088 | 0.0088
7521 | 0.22032 | 0.12957
7522 | 0.45919 | 0.24119
7523 | 0.46175 | 0.27807
7524 | 0.23425 | 0.1897
7525 | 0.068 | 0.068
7526 | 0.0536 | 0.0536
7527 | 0.25975 | 0.17169
7528 | 0.1645 | 0.097017
7529 | 0.0184 | 0.0184
7530 | 0 | 0
7531 | 0 | 0
7532 | 0 | 0
7533 | 0 | 0
7534 | 0 | 0
7535 | 0 | 0
7536 | 0 | 0
7537 | 0 | 0
7538 | 0 | 0
7539 | 0 | 0
7540 | 0 | 0
7541 | 0 | 0
7542 | 0 | 0
7543 | 0 | 0
7544 | 0.0064 | 0.0064
7545 | 0.084313 | 0.063818
7546 | 0.17315 | 0.13553
7547 | 0.212 | 0.17547
7548 | 0.26352 | 0.21281
7549 | 0.25125 | 0.2057
7550 | 0.20521 | 0.16908
7551 | 0.11839 | 0.10463
7552 | 0.063726 | 0.053515
7553 | 0.0016 | 0.0016
7554 | 0 | 0
7555 | 0 | 0
7556 | 0 | 0
7557 | 0 | 0
7558 | 0 | 0
7559 | 0 | 0
7560 | 0 | 0
7561 | 0 | 0
7562 | 0 | 0
7563 | 0 | 0
7564 | 0 | 0
7565 | 0 | 0
7566 | 0 | 0
7567 | 0 | 0
7568 | 0.0048 | 0.0048
7569 | 0.16073 | 0.097053
7570 | 0.33044 | 0.17974
7571 | 0.49153 | 0.26715
7572 | 0.56314 | 0.30484
7573 | 0.51087 | 0.28941
7574 | 0.41194 | 0.2367
7575 | 0.35128 | 0.17952
7576 | 0.15436 | 0.09149
7577 | 0.004 | 0.004
7578 | 0 | 0
7579 | 0 | 0
7580 | 0 | 0
7581 | 0 | 0
7582 | 0 | 0
7583 | 0 | 0
7584 | 0 | 0
7585 | 0 | 0
7586 | 0 | 0
7587 | 0 | 0
7588 | 0 | 0
7589 | 0 | 0
7590 | 0 | 0
7591 | 0 | 0
7592 | 0.0016 | 0.0016
7593 | 0.0128 | 0.0128
7594 | 0.0256 | 0.0256
7595 | 0.036 | 0.036
7596 | 0.0416 | 0.0416
7597 | 0.044 | 0.044
7598 | 0.0376 | 0.0376
7599 | 0.0264 | 0.0264
7600 | 0.0136 | 0.0136
7601 | 0.0016 | 0.0016
7602 | 0 | 0
7603 | 0 | 0
7604 | 0 | 0
7605 | 0 | 0
7606 | 0 | 0
7607 | 0 | 0
7608 | 0 | 0
7609 | 0 | 0
7610 | 0 | 0
7611 | 0 | 0
7612 | 0 | 0
7613 | 0 | 0
7614 | 0 | 0
7615 | 0 | 0
7616 | 0.016 | 0.016
7617 | 0.19596 | 0.1089
7618 | 0.25853 | 0.16043
7619 | 0.22854 | 0.17201
7620 | 0.11201 | 0.11119
7621 | 0.1545 | 0.14384
7622 | 0.0976 | 0.0976
7623 | 0.12039 | 0.10057
7624 | 0.12371 | 0.073211
7625 | 0.0128 | 0.0128
7626 | 0 | 0
7627 | 0 | 0
7628 | 0 | 0
7629 | 0 | 0
7630 | 0 | 0
7631 | 0 | 0
7632 | 0 | 0
7633 | 0 | 0
7634 | 0 | 0
7635 | 0 | 0
7636 | 0 | 0
7637 | 0 | 0
7638 | 0 | 0
7639 | 0 | 0
7640 | 0.0016 | 0.0016
7641 | 0.0304 | 0.0304
7642 | 0.06 | 0.06
7643 | 0.0824 | 0.0824
7644 | 0.0976 | 0.0976
7645 | 0.0952 | 0.0952
7646 | 0.0816 | 0.0816
7647 | 0.0608 | 0.0608
7648 | 0.0336 | 0.0336
7649 | 0.0016 | 0.0016
7650 | 0 | 0
7651 | 0 | 0
7652 | 0 | 0
7653 | 0 | 0
7654 | 0 | 0
7655 | 0 | 0
7656 | 0 | 0
7657 | 0 | 0
7658 | 0 | 0
7659 | 0 | 0
7660 | 0 | 0
7661 | 0 | 0
7662 | 0 | 0
7663 | 0 | 0
7664 | 0.0048 | 0.0048
7665 | 0.20212 | 0.090349
7666 | 0.35302 | 0.17476
7667 | 0.4475 | 0.23958
7668 | 0.51099 | 0.27661
7669 | 0.53456 | 0.28358
7670 | 0.49944 | 0.25349
7671 | 0.37632 | 0.18019
7672 | 0.20472 | 0.086337
7673 | 0.0032 | 0.0032
7674 | 0 | 0
7675 | 0 | 0
7676 | 0 | 0
7677 | 0 | 0
7678 | 0 | 0
7679 | 0 | 0
7680 | 0 | 0
7681 | 0 | 0
7682 | 0 | 0
7683 | 0 | 0
7684 | 0 | 0
7685 | 0 | 0
7686 | 0 | 0
7687 | 0 | 0
7688 | 0.0024 | 0.0024
7689 | 0.043228 | 0.041588
7690 | 0.15922 | 0.11794
7691 | 0.20951 | 0.15933
7692 | 0.54633 | 0.32808
7693 | 0.49056 | 0.2802
7694 | 0.23296 | 0.16794
7695 | 0.094843 | 0.087115
7696 | 0.032 | 0.032
7697 | 0.0008 | 0.0008
7698 | 0 | 0
7699 | 0 | 0
7700 | 0 | 0
7701 | 0 | 0
7702 | 0 | 0
7703 | 0 | 0
7704 | 0 | 0
7705 | 0 | 0
7706 | 0 | 0
7707 | 0 | 0
7708 | 0 | 0
7709 | 0 | 0
7710 | 0 | 0
7711 | 0 | 0
7712 | 0.0008 | 0.0008
7713 | 0.0072 | 0.0072
7714 | 0.0144 | 0.0144
7715 | 0.0208 | 0.0208
7716 | 0.024 | 0.024
7717 | 0.0248 | 0.0248
7718 | 0.0208 | 0.0208
7719 | 0.0144 | 0.0144
7720 | 0.0072 | 0.0072
7721 | 0.0008 | 0.0008
7722 | 0 | 0
7723 | 0 | 0
7724 | 0 | 0
7725 | 0 | 0
7726 | 0 | 0
7727 | 0 | 0
7728 | 0 | 0
7729 | 0 | 0
7730 | 0 | 0
7731 | 0 | 0
7732 | 0 | 0
7733 | 0 | 0
7734 | 0 | 0
7735 | 0 | 0
7736 | 0.0008 | 0.0008
7737 | 0.0264 | 0.0264
7738 | 0.0624 | 0.0624
7739 | 0.0696 | 0.0696
7740 | 0.076 | 0.076
7741 | 0.064 | 0.064
7742 | 0.0512 | 0.0512
7743 | 0.0432 | 0.0432
7744 | 0.0232 | 0.0232
7745 | 0.0008 | 0.0008
7746 | 0 | 0
7747 | 0 | 0
7748 | 0 | 0
7749 | 0 | 0
7750 | 0 | 0
7751 | 0 | 0
7752 | 0 | 0
7753 | 0 | 0
7754 | 0 | 0
7755 | 0 | 0
7756 | 0 | 0
7757 | 0 | 0
7758 | 0 | 0
7759 | 0 | 0
7760 | 0.0016 | 0.0016
7761 | 0.15434 | 0.069029
7762 | 0.32473 | 0.16066
7763 | 0.47293 | 0.24266
7764 | 0.52459 | 0.27174
7765 | 0.462 | 0.25638
7766 | 0.45735 | 0.23073
7767 | 0.35722 | 0.16599
7768 | 0.18761 | 0.076405
7769 | 0.0016 | 0.0016
7770 | 0 | 0
7771 | 0 | 0
7772 | 0 | 0
7773 | 0 | 0
7774 | 0 | 0
7775 | 0 | 0
7776 | 0 | 0
7777 | 0 | 0
7778 | 0 | 0
7779 | 0 | 0
7780 | 0 | 0
7781 | 0 | 0
7782 | 0 | 0
7783 | 0 | 0
7784 | 0.0008 | 0.0008
7785 | 0.0264 | 0.0264
7786 | 0.0656 | 0.0656
7787 | 0.10767 | 0.10476
7788 | 0.11946 | 0.11676
7789 | 0.0792 | 0.0792
7790 | 0.0712 | 0.0712
7791 | 0.0384 | 0.0384
7792 | 0.044128 | 0.038394
7793 | 0.0024 | 0.0024
7794 | 0 | 0
7795 | 0 | 0
7796 | 0 | 0
7797 | 0 | 0
7798 | 0 | 0
7799 | 0 | 0
7800 | 0 | 0
7801 | 0 | 0
7802 | 0 | 0
7803 | 0 | 0
7804 | 0 | 0
7805 | 0 | 0
7806 | 0 | 0
7807 | 0 | 0
7808 | 0.0008 | 0.0008
7809 | 0.0064 | 0.0064
7810 | 0.0144 | 0.0144
7811 | 0.0208 | 0.0208
7812 | 0.024 | 0.024
7813 | 0.052 | 0.052
7814 | 0.3502 | 0.21513
7815 | 0.20356 | 0.12319
7816 | 0.11919 | 0.057797
7817 | 0.0008 | 0.0008
7818 | 0 | 0
7819 | 0 | 0
7820 | 0 | 0
7821 | 0 | 0
7822 | 0 | 0
7823 | 0 | 0
7824 | 0 | 0
7825 | 0 | 0
7826 | 0 | 0
7827 | 0 | 0
7828 | 0 | 0
7829 | 0 | 0
7830 | 0 | 0
7831 | 0 | 0
7832 | 0.0008 | 0.0008
7833 | 0.12877 | 0.060951
7834 | 0.25028 | 0.13323
7835 | 0.31309 | 0.18888
7836 | 0.36967 | 0.22206
7837 | 0.39446 | 0.22659
7838 | 0.32569 | 0.18792
7839 | 0.27617 | 0.13944
7840 | 0.1178 | 0.059536
7841 | 0.0008 | 0.0008
7842 | 0 | 0
7843 | 0 | 0
7844 | 0 | 0
7845 | 0 | 0
7846 | 0 | 0
7847 | 0 | 0
7848 | 0 | 0
7849 | 0 | 0
7850 | 0 | 0
7851 | 0 | 0
7852 | 0 | 0
7853 | 0 | 0
7854 | 0 | 0
7855 | 0 | 0
7856 | 0.0008 | 0.0008
7857 | 0.16322 | 0.067166
7858 | 0.30874 | 0.14641
7859 | 0.40943 | 0.21121
7860 | 0.46076 | 0.24519
7861 | 0.43221 | 0.23908
7862 | 0.36675 | 0.20283
7863 | 0.26771 | 0.13954
7864 | 0.14301 | 0.062503
7865 | 0.0008 | 0.0008
7866 | 0 | 0
7867 | 0 | 0
7868 | 0 | 0
7869 | 0 | 0
7870 | 0 | 0
7871 | 0 | 0
7872 | 0 | 0
7873 | 0 | 0
7874 | 0 | 0
7875 | 0 | 0
7876 | 0 | 0
7877 | 0 | 0
7878 | 0 | 0
7879 | 0 | 0
7880 | 0.0008 | 0.0008
7881 | 0.0304 | 0.0304
7882 | 0.0536 | 0.0536
7883 | 0.0768 | 0.0768
7884 | 0.076 | 0.076
7885 | 0.0872 | 0.0872
7886 | 0.0688 | 0.0688
7887 | 0.056 | 0.056
7888 | 0.0224 | 0.0224
7889 | 0.0008 | 0.0008
7890 | 0 | 0
7891 | 0 | 0
7892 | 0 | 0
7893 | 0 | 0
7894 | 0 | 0
7895 | 0 | 0
7896 | 0 | 0
7897 | 0 | 0
7898 | 0 | 0
7899 | 0 | 0
7900 | 0 | 0
7901 | 0 | 0
7902 | 0 | 0
7903 | 0 | 0
7904 | 0 | 0
7905 | 0.0144 | 0.0144
7906 | 0.0416 | 0.0416
7907 | 0.064 | 0.064
7908 | 0.0856 | 0.0856
7909 | 0.0832 | 0.0832
7910 | 0.0624 | 0.0624
7911 | 0.0512 | 0.0512
7912 | 0.0224 | 0.0224
7913 | 0.0008 | 0.0008
7914 | 0 | 0
7915 | 0 | 0
7916 | 0 | 0
7917 | 0 | 0
7918 | 0 | 0
7919 | 0 | 0
7920 | 0 | 0
7921 | 0 | 0
7922 | 0 | 0
7923 | 0 | 0
7924 | 0 | 0
7925 | 0 | 0
7926 | 0 | 0
7927 | 0 | 0
7928 | 0 | 0
7929 | 0.053488 | 0.037989
7930 | 0.15581 | 0.10755
7931 | 0.17745 | 0.13956
7932 | 0.2248 | 0.17457
7933 | 0.23184 | 0.17772
7934 | 0.18289 | 0.14193
7935 | 0.12972 | 0.097296
7936 | 0.042712 | 0.036143
7937 | 0.0008 | 0.0008
7938 | 0 | 0
7939 | 0 | 0
7940 | 0 | 0
7941 | 0 | 0
7942 | 0 | 0
7943 | 0 | 0
7944 | 0 | 0
7945 | 0 | 0
7946 | 0 | 0
7947 | 0 | 0
7948 | 0 | 0
7949 | 0 | 0
7950 | 0 | 0
7951 | 0 | 0
7952 | 0 | 0
7953 | 0.0216 | 0.0216
7954 | 0.0568 | 0.0568
7955 | 0.0528 | 0.0528
7956 | 0.0672 | 0.0672
7957 | 0.0816 | 0.0816
7958 | 0.08 | 0.08
7959 | 0.0472 | 0.0472
7960 | 0.016 | 0.016
7961 | 0.0008 | 0.0008
7962 | 0 | 0
7963 | 0 | 0
7964 | 0 | 0
7965 | 0 | 0
7966 | 0 | 0
7967 | 0 | 0
7968 | 0 | 0
7969 | 0 | 0
7970 | 0 | 0
7971 | 0 | 0
7972 | 0 | 0
7973 | 0 | 0
7974 | 0 | 0
7975 | 0 | 0
7976 | 0.0008 | 0.0008
7977 | 0.1208 | 0.057538
7978 | 0.26366 | 0.12596
7979 | 0.38387 | 0.19386
7980 | 0.40892 | 0.22008
7981 | 0.36181 | 0.20932
7982 | 0.41068 | 0.20487
7983 | 0.30051 | 0.13933
7984 | 0.14278 | 0.065165
7985 | 0.0008 | 0.0008
7986 | 0 | 0
7987 | 0 | 0
7988 | 0 | 0
7989 | 0 | 0
7990 | 0 | 0
7991 | 0 | 0
7992 | 0 | 0
7993 | 0 | 0
7994 | 0 | 0
7995 | 0 | 0
7996 | 0 | 0
7997 | 0 | 0
7998 | 0 | 0
7999 | 0 | 0
8000 | 0 | 0
8001 | 0.038753 | 0.031511
8002 | 0.048 | 0.048
8003 | 0.0776 | 0.0776
8004 | 0.11195 | 0.10795
8005 | 0.0712 | 0.0712
8006 | 0.0712 | 0.0712
8007 | 0.0424 | 0.0424
8008 | 0.0256 | 0.0256
8009 | 0 | 0
8010 | 0 | 0
8011 | 0 | 0
8012 | 0 | 0
8013 | 0 | 0
8014 | 0 | 0
8015 | 0 | 0
8016 | 0 | 0
8017 | 0 | 0
8018 | 0 | 0
8019 | 0 | 0
8020 | 0 | 0
8021 | 0 | 0
8022 | 0 | 0
8023 | 0 | 0
8024 | 0 | 0
8025 | 0.0096 | 0.0096
8026 | 0.0256 | 0.0256
8027 | 0.0376 | 0.0376
8028 | 0.0464 | 0.0464
8029 | 0.0488 | 0.0488
8030 | 0.04 | 0.04
8031 | 0.0296 | 0.0296
8032 | 0.0112 | 0.0112
8033 | 0 | 0
8034 | 0 | 0
8035 | 0 | 0
8036 | 0 | 0
8037 | 0 | 0
8038 | 0 | 0
8039 | 0 | 0
8040 | 0 | 0
8041 | 0 | 0
8042 | 0 | 0
8043 | 0 | 0
8044 | 0 | 0
8045 | 0 | 0
8046 | 0 | 0
8047 | 0 | 0
8048 | 0 | 0
8049 | 0.0048 | 0.0048
8050 | 0.0144 | 0.0144
8051 | 0.0256 | 0.0256
8052 | 0.0376 | 0.0376
8053 | 0.0368 | 0.0368
8054 | 0.36549 | 0.20786
8055 | 0.33706 | 0.1439
8056 | 0.17889 | 0.066104
8057 | 0.0008 | 0.0008
8058 | 0 | 0
8059 | 0 | 0
8060 | 0 | 0
8061 | 0 | 0
8062 | 0 | 0
8063 | 0 | 0
8064 | 0 | 0
8065 | 0 | 0
8066 | 0 | 0
8067 | 0 | 0
8068 | 0 | 0
8069 | 0 | 0
8070 | 0 | 0
8071 | 0 | 0
8072 | 0 | 0
8073 | 0.069137 | 0.037144
8074 | 0.10365 | 0.078993
8075 | 0.23957 | 0.15024
8076 | 0.20499 | 0.15865
8077 | 0.2819 | 0.18121
8078 | 0.3339 | 0.18073
8079 | 0.33349 | 0.15928
8080 | 0.21861 | 0.077005
8081 | 0.0016 | 0.0016
8082 | 0 | 0
8083 | 0 | 0
8084 | 0 | 0
8085 | 0 | 0
8086 | 0 | 0
8087 | 0 | 0
8088 | 0 | 0
8089 | 0 | 0
8090 | 0 | 0
8091 | 0 | 0
8092 | 0 | 0
8093 | 0 | 0
8094 | 0 | 0
8095 | 0 | 0
8096 | 0 | 0
8097 | 0.0088 | 0.0088
8098 | 0.0272 | 0.0272
8099 | 0.0416 | 0.0416
8100 | 0.0464 | 0.0464
8101 | 0.052 | 0.052
8102 | 0.33999 | 0.19201
8103 | 0.27236 | 0.12594
8104 | 0.13032 | 0.053751
8105 | 0 | 0
8106 | 0 | 0
8107 | 0 | 0
8108 | 0 | 0
8109 | 0 | 0
8110 | 0 | 0
8111 | 0 | 0
8112 | 0 | 0
8113 | 0 | 0
8114 | 0 | 0
8115 | 0 | 0
8116 | 0 | 0
8117 | 0 | 0
8118 | 0 | 0
8119 | 0 | 0
8120 | 0 | 0
8121 | 0.10398 | 0.044936
8122 | 0.23086 | 0.11022
8123 | 0.30186 | 0.16334
8124 | 0.36432 | 0.19969
8125 | 0.3276 | 0.19444
8126 | 0.28463 | 0.16512
8127 | 0.20549 | 0.10877
8128 | 0.09607 | 0.045799
8129 | 0 | 0
8130 | 0 | 0
8131 | 0 | 0
8132 | 0 | 0
8133 | 0 | 0
8134 | 0 | 0
8135 | 0 | 0
8136 | 0 | 0
8137 | 0 | 0
8138 | 0 | 0
8139 | 0 | 0
8140 | 0 | 0
8141 | 0 | 0
8142 | 0 | 0
8143 | 0 | 0
8144 | 0 | 0
8145 | 0.008 | 0.008
8146 | 0.0472 | 0.0472
8147 | 0.0704 | 0.0704
8148 | 0.0592 | 0.0592
8149 | 0.0632 | 0.0632
8150 | 0.076 | 0.076
8151 | 0.0552 | 0.0552
8152 | 0.034113 | 0.028996
8153 | 0 | 0
8154 | 0 | 0
8155 | 0 | 0
8156 | 0 | 0
8157 | 0 | 0
8158 | 0 | 0
8159 | 0 | 0
8160 | 0 | 0
8161 | 0 | 0
8162 | 0 | 0
8163 | 0 | 0
8164 | 0 | 0
8165 | 0 | 0
8166 | 0 | 0
8167 | 0 | 0
8168 | 0 | 0
8169 | 0.0136 | 0.0136
8170 | 0.0376 | 0.0376
8171 | 0.0528 | 0.0528
8172 | 0.0584 | 0.0584
8173 | 0.0576 | 0.0576
8174 | 0.0552 | 0.0552
8175 | 0.0352 | 0.0352
8176 | 0.016 | 0.016
8177 | 0 | 0
8178 | 0 | 0
8179 | 0 | 0
8180 | 0 | 0
8181 | 0 | 0
8182 | 0 | 0
8183 | 0 | 0
8184 | 0 | 0
8185 | 0 | 0
8186 | 0 | 0
8187 | 0 | 0
8188 | 0 | 0
8189 | 0 | 0
8190 | 0 | 0
8191 | 0 | 0
8192 | 0 | 0
8193 | 0.0216 | 0.0216
8194 | 0.062285 | 0.059176
8195 | 0.087165 | 0.084776
8196 | 0.10212 | 0.099976
8197 | 0.097055 | 0.095988
8198 | 0.064 | 0.064
8199 | 0.0288 | 0.0288
8200 | 0.0136 | 0.0136
8201 | 0 | 0
8202 | 0 | 0
8203 | 0 | 0
8204 | 0 | 0
8205 | 0 | 0
8206 | 0 | 0
8207 | 0 | 0
8208 | 0 | 0
8209 | 0 | 0
8210 | 0 | 0
8211 | 0 | 0
8212 | 0 | 0
8213 | 0 | 0
8214 | 0 | 0
8215 | 0 | 0
8216 | 0 | 0
8217 | 0.0176 | 0.0176
8218 | 0.0464 | 0.0464
8219 | 0.064 | 0.064
8220 | 0.094669 | 0.093588
8221 | 0.0896 | 0.0896
8222 | 0.09228 | 0.088764
8223 | 0.063062 | 0.061588
8224 | 0.024 | 0.024
8225 | 0 | 0
8226 | 0 | 0
8227 | 0 | 0
8228 | 0 | 0
8229 | 0 | 0
8230 | 0 | 0
8231 | 0 | 0
8232 | 0 | 0
8233 | 0 | 0
8234 | 0 | 0
8235 | 0 | 0
8236 | 0 | 0
8237 | 0 | 0
8238 | 0 | 0
8239 | 0 | 0
8240 | 0 | 0
8241 | 0.095396 | 0.042661
8242 | 0.20698 | 0.10723
8243 | 0.20753 | 0.13608
8244 | 0.22508 | 0.15765
8245 | 0.12349 | 0.11268
8246 | 0.15359 | 0.11722
8247 | 0.0176 | 0.0176
8248 | 0.0048 | 0.0048
8249 | 0 | 0
8250 | 0 | 0
8251 | 0 | 0
8252 | 0 | 0
8253 | 0 | 0
8254 | 0 | 0
8255 | 0 | 0
8256 | 0 | 0
8257 | 0 | 0
8258 | 0 | 0
8259 | 0 | 0
8260 | 0 | 0
8261 | 0 | 0
8262 | 0 | 0
8263 | 0 | 0
8264 | 0 | 0
8265 | 0.0096 | 0.0096
8266 | 0.0264 | 0.0264
8267 | 0.0512 | 0.0512
8268 | 0.064 | 0.064
8269 | 0.0552 | 0.0552
8270 | 0.0448 | 0.0448
8271 | 0.0248 | 0.0248
8272 | 0.0088 | 0.0088
8273 | 0 | 0
8274 | 0 | 0
8275 | 0 | 0
8276 | 0 | 0
8277 | 0 | 0
8278 | 0 | 0
8279 | 0 | 0
8280 | 0 | 0
8281 | 0 | 0
8282 | 0 | 0
8283 | 0 | 0
8284 | 0 | 0
8285 | 0 | 0
8286 | 0 | 0
8287 | 0 | 0
8288 | 0 | 0
8289 | 0.0168 | 0.0168
8290 | 0.19465 | 0.10816
8291 | 0.39374 | 0.20454
8292 | 0.23108 | 0.1584
8293 | 0.21842 | 0.1553
8294 | 0.0664 | 0.0664
8295 | 0.1665 | 0.10027
8296 | 0.1057 | 0.046386
8297 | 0.0008 | 0.0008
8298 | 0 | 0
8299 | 0 | 0
8300 | 0 | 0
8301 | 0 | 0
8302 | 0 | 0
8303 | 0 | 0
8304 | 0 | 0
8305 | 0 | 0
8306 | 0 | 0
8307 | 0 | 0
8308 | 0 | 0
8309 | 0 | 0
8310 | 0 | 0
8311 | 0 | 0
8312 | 0 | 0
8313 | 0.016 | 0.016
8314 | 0.18586 | 0.096944
8315 | 0.29611 | 0.15704
8316 | 0.35299 | 0.19345
8317 | 0.35654 | 0.19663
8318 | 0.30434 | 0.16579
8319 | 0.22402 | 0.10948
8320 | 0.11143 | 0.046581
8321 | 0 | 0
8322 | 0 | 0
8323 | 0 | 0
8324 | 0 | 0
8325 | 0 | 0
8326 | 0 | 0
8327 | 0 | 0
8328 | 0 | 0
8329 | 0 | 0
8330 | 0 | 0
8331 | 0 | 0
8332 | 0 | 0
8333 | 0 | 0
8334 | 0 | 0
8335 | 0 | 0
8336 | 0 | 0
8337 | 0.0056 | 0.0056
8338 | 0.032 | 0.032
8339 | 0.06 | 0.06
8340 | 0.064 | 0.064
8341 | 0.064 | 0.064
8342 | 0.056 | 0.056
8343 | 0.0368 | 0.0368
8344 | 0.0104 | 0.0104
8345 | 0 | 0
8346 | 0 | 0
8347 | 0 | 0
8348 | 0 | 0
8349 | 0 | 0
8350 | 0 | 0
8351 | 0 | 0
8352 | 0 | 0
8353 | 0 | 0
8354 | 0 | 0
8355 | 0 | 0
8356 | 0 | 0
8357 | 0 | 0
8358 | 0 | 0
8359 | 0 | 0
8360 | 0 | 0
8361 | 0.0024 | 0.0024
8362 | 0.0096 | 0.0096
8363 | 0.0144 | 0.0144
8364 | 0.0192 | 0.0192
8365 | 0.0192 | 0.0192
8366 | 0.23339 | 0.14794
8367 | 0.18622 | 0.10011
8368 | 0.094282 | 0.042827
8369 | 0 | 0
8370 | 0 | 0
8371 | 0 | 0
8372 | 0 | 0
8373 | 0 | 0
8374 | 0 | 0
8375 | 0 | 0
8376 | 0 | 0
8377 | 0 | 0
8378 | 0 | 0
8379 | 0 | 0
8380 | 0 | 0
8381 | 0 | 0
8382 | 0 | 0
8383 | 0 | 0
8384 | 0 | 0
8385 | 0.0024 | 0.0024
8386 | 0.0176 | 0.0176
8387 | 0.0288 | 0.0288
8388 | 0.0368 | 0.0368
8389 | 0.0336 | 0.0336
8390 | 0.30155 | 0.16906
8391 | 0.23859 | 0.11259
8392 | 0.10966 | 0.047233
8393 | 0 | 0
8394 | 0 | 0
8395 | 0 | 0
8396 | 0 | 0
8397 | 0 | 0
8398 | 0 | 0
8399 | 0 | 0
8400 | 0 | 0
8401 | 0 | 0
8402 | 0 | 0
8403 | 0 | 0
8404 | 0 | 0
8405 | 0 | 0
8406 | 0 | 0
8407 | 0 | 0
8408 | 0 | 0
8409 | 0.0184 | 0.0184
8410 | 0.13528 | 0.080411
8411 | 0.28702 | 0.1515
8412 | 0.27602 | 0.1644
8413 | 0.29014 | 0.17474
8414 | 0.11642 | 0.098218
8415 | 0.16003 | 0.094677
8416 | 0.093202 | 0.049678
8417 | 0 | 0
8418 | 0 | 0
8419 | 0 | 0
8420 | 0 | 0
8421 | 0 | 0
8422 | 0 | 0
8423 | 0 | 0
8424 | 0 | 0
8425 | 0 | 0
8426 | 0 | 0
8427 | 0 | 0
8428 | 0 | 0
8429 | 0 | 0
8430 | 0 | 0
8431 | 0 | 0
8432 | 0 | 0
8433 | 0.0024 | 0.0024
8434 | 0.0488 | 0.0488
8435 | 0.091456 | 0.086351
8436 | 0.094245 | 0.091976
8437 | 0.11543 | 0.10873
8438 | 0.10921 | 0.10071
8439 | 0.080166 | 0.069515
8440 | 0.03445 | 0.02901
8441 | 0 | 0
8442 | 0 | 0
8443 | 0 | 0
8444 | 0 | 0
8445 | 0 | 0
8446 | 0 | 0
8447 | 0 | 0
8448 | 0 | 0
8449 | 0 | 0
8450 | 0 | 0
8451 | 0 | 0
8452 | 0 | 0
8453 | 0 | 0
8454 | 0 | 0
8455 | 0 | 0
8456 | 0 | 0
8457 | 0.0104 | 0.0104
8458 | 0.17273 | 0.092241
8459 | 0.30441 | 0.15539
8460 | 0.36467 | 0.19336
8461 | 0.37931 | 0.20046
8462 | 0.35555 | 0.17338
8463 | 0.23507 | 0.11182
8464 | 0.094145 | 0.045072
8465 | 0 | 0
8466 | 0 | 0
8467 | 0 | 0
8468 | 0 | 0
8469 | 0 | 0
8470 | 0 | 0
8471 | 0 | 0
8472 | 0 | 0
8473 | 0 | 0
8474 | 0 | 0
8475 | 0 | 0
8476 | 0 | 0
8477 | 0 | 0
8478 | 0 | 0
8479 | 0 | 0
8480 | 0 | 0
8481 | 0.012 | 0.012
8482 | 0.19089 | 0.10178
8483 | 0.37607 | 0.16924
8484 | 0.44312 | 0.2095
8485 | 0.44598 | 0.21347
8486 | 0.38733 | 0.18195
8487 | 0.28117 | 0.12274
8488 | 0.13973 | 0.054286
8489 | 0 | 0
8490 | 0 | 0
8491 | 0 | 0
8492 | 0 | 0
8493 | 0 | 0
8494 | 0 | 0
8495 | 0 | 0
8496 | 0 | 0
8497 | 0 | 0
8498 | 0 | 0
8499 | 0 | 0
8500 | 0 | 0
8501 | 0 | 0
8502 | 0 | 0
8503 | 0 | 0
8504 | 0 | 0
8505 | 0.0024 | 0.0024
8506 | 0.0456 | 0.0456
8507 | 0.19575 | 0.12332
8508 | 0.34239 | 0.18149
8509 | 0.36458 | 0.19576
8510 | 0.40312 | 0.20927
8511 | 0.18659 | 0.10576
8512 | 0.13567 | 0.062442
8513 | 0.0008 | 0.0008
8514 | 0 | 0
8515 | 0 | 0
8516 | 0 | 0
8517 | 0 | 0
8518 | 0 | 0
8519 | 0 | 0
8520 | 0 | 0
8521 | 0 | 0
8522 | 0 | 0
8523 | 0 | 0
8524 | 0 | 0
8525 | 0 | 0
8526 | 0 | 0
8527 | 0 | 0
8528 | 0 | 0
8529 | 0.0024 | 0.0024
8530 | 0.0256 | 0.0256
8531 | 0.0544 | 0.0544
8532 | 0.10677 | 0.099927
8533 | 0.1757 | 0.1388
8534 | 0.16142 | 0.12362
8535 | 0.17476 | 0.09698
8536 | 0.087728 | 0.041523
8537 | 0.0008 | 0.0008
8538 | 0 | 0
8539 | 0 | 0
8540 | 0 | 0
8541 | 0 | 0
8542 | 0 | 0
8543 | 0 | 0
8544 | 0 | 0
8545 | 0 | 0
8546 | 0 | 0
8547 | 0 | 0
8548 | 0 | 0
8549 | 0 | 0
8550 | 0 | 0
8551 | 0 | 0
8552 | 0 | 0
8553 | 0.0064 | 0.0064
8554 | 0.0344 | 0.0344
8555 | 0.0472 | 0.0472
8556 | 0.0664 | 0.0664
8557 | 0.064 | 0.064
8558 | 0.0728 | 0.0728
8559 | 0.0464 | 0.0464
8560 | 0.02 | 0.02
8561 | 0.0008 | 0.0008
8562 | 0 | 0
8563 | 0 | 0
8564 | 0 | 0
8565 | 0 | 0
8566 | 0 | 0
8567 | 0 | 0
8568 | 0 | 0
8569 | 0 | 0
8570 | 0 | 0
8571 | 0 | 0
8572 | 0 | 0
8573 | 0 | 0
8574 | 0 | 0
8575 | 0 | 0
8576 | 0 | 0
8577 | 0.0072 | 0.0072
8578 | 0.0096 | 0.0096
8579 | 0.0472 | 0.0472
8580 | 0.16631 | 0.12759
8581 | 0.12699 | 0.11022
8582 | 0.3928 | 0.2037
8583 | 0.3117 | 0.13297
8584 | 0.11266 | 0.048319
8585 | 0.0008 | 0.0008
8586 | 0 | 0
8587 | 0 | 0
8588 | 0 | 0
8589 | 0 | 0
8590 | 0 | 0
8591 | 0 | 0
8592 | 0 | 0
8593 | 0 | 0
8594 | 0 | 0
8595 | 0 | 0
8596 | 0 | 0
8597 | 0 | 0
8598 | 0 | 0
8599 | 0 | 0
8600 | 0 | 0
8601 | 0.0088 | 0.0088
8602 | 0.15746 | 0.085914
8603 | 0.28386 | 0.1451
8604 | 0.37341 | 0.19004
8605 | 0.37037 | 0.19813
8606 | 0.3328 | 0.1728
8607 | 0.25301 | 0.11731
8608 | 0.122 | 0.050731
8609 | 0 | 0
8610 | 0 | 0
8611 | 0 | 0
8612 | 0 | 0
8613 | 0 | 0
8614 | 0 | 0
8615 | 0 | 0
8616 | 0 | 0
8617 | 0 | 0
8618 | 0 | 0
8619 | 0 | 0
8620 | 0 | 0
8621 | 0 | 0
8622 | 0 | 0
8623 | 0 | 0
8624 | 0 | 0
8625 | 0.0024 | 0.0024
8626 | 0.073589 | 0.057491
8627 | 0.1271 | 0.10378
8628 | 0.16194 | 0.13006
8629 | 0.13419 | 0.11742
8630 | 0.10875 | 0.10153
8631 | 0.081682 | 0.071115
8632 | 0.064278 | 0.038225
8633 | 0.0008 | 0.0008
8634 | 0 | 0
8635 | 0 | 0
8636 | 0 | 0
8637 | 0 | 0
8638 | 0 | 0
8639 | 0 | 0
8640 | 0 | 0
8641 | 0 | 0
8642 | 0 | 0
8643 | 0 | 0
8644 | 0 | 0
8645 | 0 | 0
8646 | 0 | 0
8647 | 0 | 0
8648 | 0 | 0
8649 | 0.0024 | 0.0024
8650 | 0.072767 | 0.056691
8651 | 0.15416 | 0.11402
8652 | 0.15888 | 0.12928
8653 | 0.124 | 0.1151
8654 | 0.13186 | 0.11018
8655 | 0.087637 | 0.072678
8656 | 0.068033 | 0.039801
8657 | 0.0008 | 0.0008
8658 | 0 | 0
8659 | 0 | 0
8660 | 0 | 0
8661 | 0 | 0
8662 | 0 | 0
8663 | 0 | 0
8664 | 0 | 0
8665 | 0 | 0
8666 | 0 | 0
8667 | 0 | 0
8668 | 0 | 0
8669 | 0 | 0
8670 | 0 | 0
8671 | 0 | 0
8672 | 0 | 0
8673 | 0.004 | 0.004
8674 | 0.036 | 0.036
8675 | 0.12661 | 0.098133
8676 | 0.0768 | 0.0768
8677 | 0.0736 | 0.0736
8678 | 0.0752 | 0.0752
8679 | 0.044 | 0.044
8680 | 0.02 | 0.02
8681 | 0 | 0
8682 | 0 | 0
8683 | 0 | 0
8684 | 0 | 0
8685 | 0 | 0
8686 | 0 | 0
8687 | 0 | 0
8688 | 0 | 0
8689 | 0 | 0
8690 | 0 | 0
8691 | 0 | 0
8692 | 0 | 0
8693 | 0 | 0
8694 | 0 | 0
8695 | 0 | 0
8696 | 0 | 0
8697 | 0.0072 | 0.0072
8698 | 0.082416 | 0.051793
8699 | 0.083044 | 0.079164
8700 | 0.0664 | 0.0664
8701 | 0.0688 | 0.0688
8702 | 0.0664 | 0.0664
8703 | 0.0504 | 0.0504
8704 | 0.024 | 0.024
8705 | 0.0008 | 0.0008
8706 | 0 | 0
8707 | 0 | 0
8708 | 0 | 0
8709 | 0 | 0
8710 | 0 | 0
8711 | 0 | 0
8712 | 0 | 0
8713 | 0 | 0
8714 | 0 | 0
8715 | 0 | 0
8716 | 0 | 0
8717 | 0 | 0
8718 | 0 | 0
8719 | 0 | 0
8720 | 0 | 0
8721 | 0.0032 | 0.0032
8722 | 0.0264 | 0.0264
8723 | 0.0544 | 0.0544
8724 | 0.06 | 0.06
8725 | 0.0656 | 0.0656
8726 | 0.0576 | 0.0576
8727 | 0.0376 | 0.0376
8728 | 0.016 | 0.016
8729 | 0 | 0
8730 | 0 | 0
8731 | 0 | 0
8732 | 0 | 0
8733 | 0 | 0
8734 | 0 | 0
8735 | 0 | 0
8736 | 0 | 0
8737 | 0 | 0
8738 | 0 | 0
8739 | 0 | 0
8740 | 0 | 0
8741 | 0 | 0
8742 | 0 | 0
8743 | 0 | 0
8744 | 0 | 0
8745 | 0.0104 | 0.0104
8746 | 0.051573 | 0.047976
8747 | 0.076479 | 0.075188
8748 | 0.096635 | 0.094376
8749 | 0.0864 | 0.0864
8750 | 0.0464 | 0.0464
8751 | 0.028 | 0.028
8752 | 0.0152 | 0.0152
8753 | 0.0008 | 0.0008
8754 | 0 | 0
8755 | 0 | 0
8756 | 0 | 0
8757 | 0 | 0
8758 | 0 | 0
8759 | 0 | 0
8760 | 0 | 0

## Buy-Sell-Price
t | Geothermal Heat | Gridelec Mix | Gridelec Green
0 | 60 | 170 | 180
1 | 60 | 170 | 180
2 | 60 | 170 | 180
3 | 60 | 170 | 180
4 | 60 | 170 | 180
5 | 60 | 170 | 180
6 | 60 | 170 | 180
7 | 60 | 170 | 180
8 | 60 | 170 | 180
9 | 60 | 170 | 180
10 | 60 | 170 | 180
11 | 60 | 170 | 180
12 | 60 | 170 | 180
13 | 60 | 170 | 180
14 | 60 | 170 | 180
15 | 60 | 170 | 180
16 | 60 | 170 | 180
17 | 60 | 170 | 180
18 | 60 | 170 | 180
19 | 60 | 170 | 180
20 | 60 | 170 | 180
21 | 60 | 170 | 180
22 | 60 | 170 | 180
23 | 60 | 170 | 180
24 | 60 | 170 | 180
25 | 60 | 170 | 180
26 | 60 | 170 | 180
27 | 60 | 170 | 180
28 | 60 | 170 | 180
29 | 60 | 170 | 180
30 | 60 | 170 | 180
31 | 60 | 170 | 180
32 | 60 | 170 | 180
33 | 60 | 170 | 180
34 | 60 | 170 | 180
35 | 60 | 170 | 180
36 | 60 | 170 | 180
37 | 60 | 170 | 180
38 | 60 | 170 | 180
39 | 60 | 170 | 180
40 | 60 | 170 | 180
41 | 60 | 170 | 180
42 | 60 | 170 | 180
43 | 60 | 170 | 180
44 | 60 | 170 | 180
45 | 60 | 170 | 180
46 | 60 | 170 | 180
47 | 60 | 170 | 180
48 | 60 | 170 | 180
49 | 60 | 170 | 180
50 | 60 | 170 | 180
51 | 60 | 170 | 180
52 | 60 | 170 | 180
53 | 60 | 170 | 180
54 | 60 | 170 | 180
55 | 60 | 170 | 180
56 | 60 | 170 | 180
57 | 60 | 170 | 180
58 | 60 | 170 | 180
59 | 60 | 170 | 180
60 | 60 | 170 | 180
61 | 60 | 170 | 180
62 | 60 | 170 | 180
63 | 60 | 170 | 180
64 | 60 | 170 | 180
65 | 60 | 170 | 180
66 | 60 | 170 | 180
67 | 60 | 170 | 180
68 | 60 | 170 | 180
69 | 60 | 170 | 180
70 | 60 | 170 | 180
71 | 60 | 170 | 180
72 | 60 | 170 | 180
73 | 60 | 170 | 180
74 | 60 | 170 | 180
75 | 60 | 170 | 180
76 | 60 | 170 | 180
77 | 60 | 170 | 180
78 | 60 | 170 | 180
79 | 60 | 170 | 180
80 | 60 | 170 | 180
81 | 60 | 170 | 180
82 | 60 | 170 | 180
83 | 60 | 170 | 180
84 | 60 | 170 | 180
85 | 60 | 170 | 180
86 | 60 | 170 | 180
87 | 60 | 170 | 180
88 | 60 | 170 | 180
89 | 60 | 170 | 180
90 | 60 | 170 | 180
91 | 60 | 170 | 180
92 | 60 | 170 | 180
93 | 60 | 170 | 180
94 | 60 | 170 | 180
95 | 60 | 170 | 180
96 | 60 | 170 | 180
97 | 60 | 170 | 180
98 | 60 | 170 | 180
99 | 60 | 170 | 180
100 | 60 | 170 | 180
101 | 60 | 170 | 180
102 | 60 | 170 | 180
103 | 60 | 170 | 180
104 | 60 | 170 | 180
105 | 60 | 170 | 180
106 | 60 | 170 | 180
107 | 60 | 170 | 180
108 | 60 | 170 | 180
109 | 60 | 170 | 180
110 | 60 | 170 | 180
111 | 60 | 170 | 180
112 | 60 | 170 | 180
113 | 60 | 170 | 180
114 | 60 | 170 | 180
115 | 60 | 170 | 180
116 | 60 | 170 | 180
117 | 60 | 170 | 180
118 | 60 | 170 | 180
119 | 60 | 170 | 180
120 | 60 | 170 | 180
121 | 60 | 170 | 180
122 | 60 | 170 | 180
123 | 60 | 170 | 180
124 | 60 | 170 | 180
125 | 60 | 170 | 180
126 | 60 | 170 | 180
127 | 60 | 170 | 180
128 | 60 | 170 | 180
129 | 60 | 170 | 180
130 | 60 | 170 | 180
131 | 60 | 170 | 180
132 | 60 | 170 | 180
133 | 60 | 170 | 180
134 | 60 | 170 | 180
135 | 60 | 170 | 180
136 | 60 | 170 | 180
137 | 60 | 170 | 180
138 | 60 | 170 | 180
139 | 60 | 170 | 180
140 | 60 | 170 | 180
141 | 60 | 170 | 180
142 | 60 | 170 | 180
143 | 60 | 170 | 180
144 | 60 | 170 | 180
145 | 60 | 170 | 180
146 | 60 | 170 | 180
147 | 60 | 170 | 180
148 | 60 | 170 | 180
149 | 60 | 170 | 180
150 | 60 | 170 | 180
151 | 60 | 170 | 180
152 | 60 | 170 | 180
153 | 60 | 170 | 180
154 | 60 | 170 | 180
155 | 60 | 170 | 180
156 | 60 | 170 | 180
157 | 60 | 170 | 180
158 | 60 | 170 | 180
159 | 60 | 170 | 180
160 | 60 | 170 | 180
161 | 60 | 170 | 180
162 | 60 | 170 | 180
163 | 60 | 170 | 180
164 | 60 | 170 | 180
165 | 60 | 170 | 180
166 | 60 | 170 | 180
167 | 60 | 170 | 180
168 | 60 | 170 | 180
169 | 60 | 170 | 180
170 | 60 | 170 | 180
171 | 60 | 170 | 180
172 | 60 | 170 | 180
173 | 60 | 170 | 180
174 | 60 | 170 | 180
175 | 60 | 170 | 180
176 | 60 | 170 | 180
177 | 60 | 170 | 180
178 | 60 | 170 | 180
179 | 60 | 170 | 180
180 | 60 | 170 | 180
181 | 60 | 170 | 180
182 | 60 | 170 | 180
183 | 60 | 170 | 180
184 | 60 | 170 | 180
185 | 60 | 170 | 180
186 | 60 | 170 | 180
187 | 60 | 170 | 180
188 | 60 | 170 | 180
189 | 60 | 170 | 180
190 | 60 | 170 | 180
191 | 60 | 170 | 180
192 | 60 | 170 | 180
193 | 60 | 170 | 180
194 | 60 | 170 | 180
195 | 60 | 170 | 180
196 | 60 | 170 | 180
197 | 60 | 170 | 180
198 | 60 | 170 | 180
199 | 60 | 170 | 180
200 | 60 | 170 | 180
201 | 60 | 170 | 180
202 | 60 | 170 | 180
203 | 60 | 170 | 180
204 | 60 | 170 | 180
205 | 60 | 170 | 180
206 | 60 | 170 | 180
207 | 60 | 170 | 180
208 | 60 | 170 | 180
209 | 60 | 170 | 180
210 | 60 | 170 | 180
211 | 60 | 170 | 180
212 | 60 | 170 | 180
213 | 60 | 170 | 180
214 | 60 | 170 | 180
215 | 60 | 170 | 180
216 | 60 | 170 | 180
217 | 60 | 170 | 180
218 | 60 | 170 | 180
219 | 60 | 170 | 180
220 | 60 | 170 | 180
221 | 60 | 170 | 180
222 | 60 | 170 | 180
223 | 60 | 170 | 180
224 | 60 | 170 | 180
225 | 60 | 170 | 180
226 | 60 | 170 | 180
227 | 60 | 170 | 180
228 | 60 | 170 | 180
229 | 60 | 170 | 180
230 | 60 | 170 | 180
231 | 60 | 170 | 180
232 | 60 | 170 | 180
233 | 60 | 170 | 180
234 | 60 | 170 | 180
235 | 60 | 170 | 180
236 | 60 | 170 | 180
237 | 60 | 170 | 180
238 | 60 | 170 | 180
239 | 60 | 170 | 180
240 | 60 | 170 | 180
241 | 60 | 170 | 180
242 | 60 | 170 | 180
243 | 60 | 170 | 180
244 | 60 | 170 | 180
245 | 60 | 170 | 180
246 | 60 | 170 | 180
247 | 60 | 170 | 180
248 | 60 | 170 | 180
249 | 60 | 170 | 180
250 | 60 | 170 | 180
251 | 60 | 170 | 180
252 | 60 | 170 | 180
253 | 60 | 170 | 180
254 | 60 | 170 | 180
255 | 60 | 170 | 180
256 | 60 | 170 | 180
257 | 60 | 170 | 180
258 | 60 | 170 | 180
259 | 60 | 170 | 180
260 | 60 | 170 | 180
261 | 60 | 170 | 180
262 | 60 | 170 | 180
263 | 60 | 170 | 180
264 | 60 | 170 | 180
265 | 60 | 170 | 180
266 | 60 | 170 | 180
267 | 60 | 170 | 180
268 | 60 | 170 | 180
269 | 60 | 170 | 180
270 | 60 | 170 | 180
271 | 60 | 170 | 180
272 | 60 | 170 | 180
273 | 60 | 170 | 180
274 | 60 | 170 | 180
275 | 60 | 170 | 180
276 | 60 | 170 | 180
277 | 60 | 170 | 180
278 | 60 | 170 | 180
279 | 60 | 170 | 180
280 | 60 | 170 | 180
281 | 60 | 170 | 180
282 | 60 | 170 | 180
283 | 60 | 170 | 180
284 | 60 | 170 | 180
285 | 60 | 170 | 180
286 | 60 | 170 | 180
287 | 60 | 170 | 180
288 | 60 | 170 | 180
289 | 60 | 170 | 180
290 | 60 | 170 | 180
291 | 60 | 170 | 180
292 | 60 | 170 | 180
293 | 60 | 170 | 180
294 | 60 | 170 | 180
295 | 60 | 170 | 180
296 | 60 | 170 | 180
297 | 60 | 170 | 180
298 | 60 | 170 | 180
299 | 60 | 170 | 180
300 | 60 | 170 | 180
301 | 60 | 170 | 180
302 | 60 | 170 | 180
303 | 60 | 170 | 180
304 | 60 | 170 | 180
305 | 60 | 170 | 180
306 | 60 | 170 | 180
307 | 60 | 170 | 180
308 | 60 | 170 | 180
309 | 60 | 170 | 180
310 | 60 | 170 | 180
311 | 60 | 170 | 180
312 | 60 | 170 | 180
313 | 60 | 170 | 180
314 | 60 | 170 | 180
315 | 60 | 170 | 180
316 | 60 | 170 | 180
317 | 60 | 170 | 180
318 | 60 | 170 | 180
319 | 60 | 170 | 180
320 | 60 | 170 | 180
321 | 60 | 170 | 180
322 | 60 | 170 | 180
323 | 60 | 170 | 180
324 | 60 | 170 | 180
325 | 60 | 170 | 180
326 | 60 | 170 | 180
327 | 60 | 170 | 180
328 | 60 | 170 | 180
329 | 60 | 170 | 180
330 | 60 | 170 | 180
331 | 60 | 170 | 180
332 | 60 | 170 | 180
333 | 60 | 170 | 180
334 | 60 | 170 | 180
335 | 60 | 170 | 180
336 | 60 | 170 | 180
337 | 60 | 170 | 180
338 | 60 | 170 | 180
339 | 60 | 170 | 180
340 | 60 | 170 | 180
341 | 60 | 170 | 180
342 | 60 | 170 | 180
343 | 60 | 170 | 180
344 | 60 | 170 | 180
345 | 60 | 170 | 180
346 | 60 | 170 | 180
347 | 60 | 170 | 180
348 | 60 | 170 | 180
349 | 60 | 170 | 180
350 | 60 | 170 | 180
351 | 60 | 170 | 180
352 | 60 | 170 | 180
353 | 60 | 170 | 180
354 | 60 | 170 | 180
355 | 60 | 170 | 180
356 | 60 | 170 | 180
357 | 60 | 170 | 180
358 | 60 | 170 | 180
359 | 60 | 170 | 180
360 | 60 | 170 | 180
361 | 60 | 170 | 180
362 | 60 | 170 | 180
363 | 60 | 170 | 180
364 | 60 | 170 | 180
365 | 60 | 170 | 180
366 | 60 | 170 | 180
367 | 60 | 170 | 180
368 | 60 | 170 | 180
369 | 60 | 170 | 180
370 | 60 | 170 | 180
371 | 60 | 170 | 180
372 | 60 | 170 | 180
373 | 60 | 170 | 180
374 | 60 | 170 | 180
375 | 60 | 170 | 180
376 | 60 | 170 | 180
377 | 60 | 170 | 180
378 | 60 | 170 | 180
379 | 60 | 170 | 180
380 | 60 | 170 | 180
381 | 60 | 170 | 180
382 | 60 | 170 | 180
383 | 60 | 170 | 180
384 | 60 | 170 | 180
385 | 60 | 170 | 180
386 | 60 | 170 | 180
387 | 60 | 170 | 180
388 | 60 | 170 | 180
389 | 60 | 170 | 180
390 | 60 | 170 | 180
391 | 60 | 170 | 180
392 | 60 | 170 | 180
393 | 60 | 170 | 180
394 | 60 | 170 | 180
395 | 60 | 170 | 180
396 | 60 | 170 | 180
397 | 60 | 170 | 180
398 | 60 | 170 | 180
399 | 60 | 170 | 180
400 | 60 | 170 | 180
401 | 60 | 170 | 180
402 | 60 | 170 | 180
403 | 60 | 170 | 180
404 | 60 | 170 | 180
405 | 60 | 170 | 180
406 | 60 | 170 | 180
407 | 60 | 170 | 180
408 | 60 | 170 | 180
409 | 60 | 170 | 180
410 | 60 | 170 | 180
411 | 60 | 170 | 180
412 | 60 | 170 | 180
413 | 60 | 170 | 180
414 | 60 | 170 | 180
415 | 60 | 170 | 180
416 | 60 | 170 | 180
417 | 60 | 170 | 180
418 | 60 | 170 | 180
419 | 60 | 170 | 180
420 | 60 | 170 | 180
421 | 60 | 170 | 180
422 | 60 | 170 | 180
423 | 60 | 170 | 180
424 | 60 | 170 | 180
425 | 60 | 170 | 180
426 | 60 | 170 | 180
427 | 60 | 170 | 180
428 | 60 | 170 | 180
429 | 60 | 170 | 180
430 | 60 | 170 | 180
431 | 60 | 170 | 180
432 | 60 | 170 | 180
433 | 60 | 170 | 180
434 | 60 | 170 | 180
435 | 60 | 170 | 180
436 | 60 | 170 | 180
437 | 60 | 170 | 180
438 | 60 | 170 | 180
439 | 60 | 170 | 180
440 | 60 | 170 | 180
441 | 60 | 170 | 180
442 | 60 | 170 | 180
443 | 60 | 170 | 180
444 | 60 | 170 | 180
445 | 60 | 170 | 180
446 | 60 | 170 | 180
447 | 60 | 170 | 180
448 | 60 | 170 | 180
449 | 60 | 170 | 180
450 | 60 | 170 | 180
451 | 60 | 170 | 180
452 | 60 | 170 | 180
453 | 60 | 170 | 180
454 | 60 | 170 | 180
455 | 60 | 170 | 180
456 | 60 | 170 | 180
457 | 60 | 170 | 180
458 | 60 | 170 | 180
459 | 60 | 170 | 180
460 | 60 | 170 | 180
461 | 60 | 170 | 180
462 | 60 | 170 | 180
463 | 60 | 170 | 180
464 | 60 | 170 | 180
465 | 60 | 170 | 180
466 | 60 | 170 | 180
467 | 60 | 170 | 180
468 | 60 | 170 | 180
469 | 60 | 170 | 180
470 | 60 | 170 | 180
471 | 60 | 170 | 180
472 | 60 | 170 | 180
473 | 60 | 170 | 180
474 | 60 | 170 | 180
475 | 60 | 170 | 180
476 | 60 | 170 | 180
477 | 60 | 170 | 180
478 | 60 | 170 | 180
479 | 60 | 170 | 180
480 | 60 | 170 | 180
481 | 60 | 170 | 180
482 | 60 | 170 | 180
483 | 60 | 170 | 180
484 | 60 | 170 | 180
485 | 60 | 170 | 180
486 | 60 | 170 | 180
487 | 60 | 170 | 180
488 | 60 | 170 | 180
489 | 60 | 170 | 180
490 | 60 | 170 | 180
491 | 60 | 170 | 180
492 | 60 | 170 | 180
493 | 60 | 170 | 180
494 | 60 | 170 | 180
495 | 60 | 170 | 180
496 | 60 | 170 | 180
497 | 60 | 170 | 180
498 | 60 | 170 | 180
499 | 60 | 170 | 180
500 | 60 | 170 | 180
501 | 60 | 170 | 180
502 | 60 | 170 | 180
503 | 60 | 170 | 180
504 | 60 | 170 | 180
505 | 60 | 170 | 180
506 | 60 | 170 | 180
507 | 60 | 170 | 180
508 | 60 | 170 | 180
509 | 60 | 170 | 180
510 | 60 | 170 | 180
511 | 60 | 170 | 180
512 | 60 | 170 | 180
513 | 60 | 170 | 180
514 | 60 | 170 | 180
515 | 60 | 170 | 180
516 | 60 | 170 | 180
517 | 60 | 170 | 180
518 | 60 | 170 | 180
519 | 60 | 170 | 180
520 | 60 | 170 | 180
521 | 60 | 170 | 180
522 | 60 | 170 | 180
523 | 60 | 170 | 180
524 | 60 | 170 | 180
525 | 60 | 170 | 180
526 | 60 | 170 | 180
527 | 60 | 170 | 180
528 | 60 | 170 | 180
529 | 60 | 170 | 180
530 | 60 | 170 | 180
531 | 60 | 170 | 180
532 | 60 | 170 | 180
533 | 60 | 170 | 180
534 | 60 | 170 | 180
535 | 60 | 170 | 180
536 | 60 | 170 | 180
537 | 60 | 170 | 180
538 | 60 | 170 | 180
539 | 60 | 170 | 180
540 | 60 | 170 | 180
541 | 60 | 170 | 180
542 | 60 | 170 | 180
543 | 60 | 170 | 180
544 | 60 | 170 | 180
545 | 60 | 170 | 180
546 | 60 | 170 | 180
547 | 60 | 170 | 180
548 | 60 | 170 | 180
549 | 60 | 170 | 180
550 | 60 | 170 | 180
551 | 60 | 170 | 180
552 | 60 | 170 | 180
553 | 60 | 170 | 180
554 | 60 | 170 | 180
555 | 60 | 170 | 180
556 | 60 | 170 | 180
557 | 60 | 170 | 180
558 | 60 | 170 | 180
559 | 60 | 170 | 180
560 | 60 | 170 | 180
561 | 60 | 170 | 180
562 | 60 | 170 | 180
563 | 60 | 170 | 180
564 | 60 | 170 | 180
565 | 60 | 170 | 180
566 | 60 | 170 | 180
567 | 60 | 170 | 180
568 | 60 | 170 | 180
569 | 60 | 170 | 180
570 | 60 | 170 | 180
571 | 60 | 170 | 180
572 | 60 | 170 | 180
573 | 60 | 170 | 180
574 | 60 | 170 | 180
575 | 60 | 170 | 180
576 | 60 | 170 | 180
577 | 60 | 170 | 180
578 | 60 | 170 | 180
579 | 60 | 170 | 180
580 | 60 | 170 | 180
581 | 60 | 170 | 180
582 | 60 | 170 | 180
583 | 60 | 170 | 180
584 | 60 | 170 | 180
585 | 60 | 170 | 180
586 | 60 | 170 | 180
587 | 60 | 170 | 180
588 | 60 | 170 | 180
589 | 60 | 170 | 180
590 | 60 | 170 | 180
591 | 60 | 170 | 180
592 | 60 | 170 | 180
593 | 60 | 170 | 180
594 | 60 | 170 | 180
595 | 60 | 170 | 180
596 | 60 | 170 | 180
597 | 60 | 170 | 180
598 | 60 | 170 | 180
599 | 60 | 170 | 180
600 | 60 | 170 | 180
601 | 60 | 170 | 180
602 | 60 | 170 | 180
603 | 60 | 170 | 180
604 | 60 | 170 | 180
605 | 60 | 170 | 180
606 | 60 | 170 | 180
607 | 60 | 170 | 180
608 | 60 | 170 | 180
609 | 60 | 170 | 180
610 | 60 | 170 | 180
611 | 60 | 170 | 180
612 | 60 | 170 | 180
613 | 60 | 170 | 180
614 | 60 | 170 | 180
615 | 60 | 170 | 180
616 | 60 | 170 | 180
617 | 60 | 170 | 180
618 | 60 | 170 | 180
619 | 60 | 170 | 180
620 | 60 | 170 | 180
621 | 60 | 170 | 180
622 | 60 | 170 | 180
623 | 60 | 170 | 180
624 | 60 | 170 | 180
625 | 60 | 170 | 180
626 | 60 | 170 | 180
627 | 60 | 170 | 180
628 | 60 | 170 | 180
629 | 60 | 170 | 180
630 | 60 | 170 | 180
631 | 60 | 170 | 180
632 | 60 | 170 | 180
633 | 60 | 170 | 180
634 | 60 | 170 | 180
635 | 60 | 170 | 180
636 | 60 | 170 | 180
637 | 60 | 170 | 180
638 | 60 | 170 | 180
639 | 60 | 170 | 180
640 | 60 | 170 | 180
641 | 60 | 170 | 180
642 | 60 | 170 | 180
643 | 60 | 170 | 180
644 | 60 | 170 | 180
645 | 60 | 170 | 180
646 | 60 | 170 | 180
647 | 60 | 170 | 180
648 | 60 | 170 | 180
649 | 60 | 170 | 180
650 | 60 | 170 | 180
651 | 60 | 170 | 180
652 | 60 | 170 | 180
653 | 60 | 170 | 180
654 | 60 | 170 | 180
655 | 60 | 170 | 180
656 | 60 | 170 | 180
657 | 60 | 170 | 180
658 | 60 | 170 | 180
659 | 60 | 170 | 180
660 | 60 | 170 | 180
661 | 60 | 170 | 180
662 | 60 | 170 | 180
663 | 60 | 170 | 180
664 | 60 | 170 | 180
665 | 60 | 170 | 180
666 | 60 | 170 | 180
667 | 60 | 170 | 180
668 | 60 | 170 | 180
669 | 60 | 170 | 180
670 | 60 | 170 | 180
671 | 60 | 170 | 180
672 | 60 | 170 | 180
673 | 60 | 170 | 180
674 | 60 | 170 | 180
675 | 60 | 170 | 180
676 | 60 | 170 | 180
677 | 60 | 170 | 180
678 | 60 | 170 | 180
679 | 60 | 170 | 180
680 | 60 | 170 | 180
681 | 60 | 170 | 180
682 | 60 | 170 | 180
683 | 60 | 170 | 180
684 | 60 | 170 | 180
685 | 60 | 170 | 180
686 | 60 | 170 | 180
687 | 60 | 170 | 180
688 | 60 | 170 | 180
689 | 60 | 170 | 180
690 | 60 | 170 | 180
691 | 60 | 170 | 180
692 | 60 | 170 | 180
693 | 60 | 170 | 180
694 | 60 | 170 | 180
695 | 60 | 170 | 180
696 | 60 | 170 | 180
697 | 60 | 170 | 180
698 | 60 | 170 | 180
699 | 60 | 170 | 180
700 | 60 | 170 | 180
701 | 60 | 170 | 180
702 | 60 | 170 | 180
703 | 60 | 170 | 180
704 | 60 | 170 | 180
705 | 60 | 170 | 180
706 | 60 | 170 | 180
707 | 60 | 170 | 180
708 | 60 | 170 | 180
709 | 60 | 170 | 180
710 | 60 | 170 | 180
711 | 60 | 170 | 180
712 | 60 | 170 | 180
713 | 60 | 170 | 180
714 | 60 | 170 | 180
715 | 60 | 170 | 180
716 | 60 | 170 | 180
717 | 60 | 170 | 180
718 | 60 | 170 | 180
719 | 60 | 170 | 180
720 | 60 | 170 | 180
721 | 60 | 170 | 180
722 | 60 | 170 | 180
723 | 60 | 170 | 180
724 | 60 | 170 | 180
725 | 60 | 170 | 180
726 | 60 | 170 | 180
727 | 60 | 170 | 180
728 | 60 | 170 | 180
729 | 60 | 170 | 180
730 | 60 | 170 | 180
731 | 60 | 170 | 180
732 | 60 | 170 | 180
733 | 60 | 170 | 180
734 | 60 | 170 | 180
735 | 60 | 170 | 180
736 | 60 | 170 | 180
737 | 60 | 170 | 180
738 | 60 | 170 | 180
739 | 60 | 170 | 180
740 | 60 | 170 | 180
741 | 60 | 170 | 180
742 | 60 | 170 | 180
743 | 60 | 170 | 180
744 | 60 | 170 | 180
745 | 60 | 170 | 180
746 | 60 | 170 | 180
747 | 60 | 170 | 180
748 | 60 | 170 | 180
749 | 60 | 170 | 180
750 | 60 | 170 | 180
751 | 60 | 170 | 180
752 | 60 | 170 | 180
753 | 60 | 170 | 180
754 | 60 | 170 | 180
755 | 60 | 170 | 180
756 | 60 | 170 | 180
757 | 60 | 170 | 180
758 | 60 | 170 | 180
759 | 60 | 170 | 180
760 | 60 | 170 | 180
761 | 60 | 170 | 180
762 | 60 | 170 | 180
763 | 60 | 170 | 180
764 | 60 | 170 | 180
765 | 60 | 170 | 180
766 | 60 | 170 | 180
767 | 60 | 170 | 180
768 | 60 | 170 | 180
769 | 60 | 170 | 180
770 | 60 | 170 | 180
771 | 60 | 170 | 180
772 | 60 | 170 | 180
773 | 60 | 170 | 180
774 | 60 | 170 | 180
775 | 60 | 170 | 180
776 | 60 | 170 | 180
777 | 60 | 170 | 180
778 | 60 | 170 | 180
779 | 60 | 170 | 180
780 | 60 | 170 | 180
781 | 60 | 170 | 180
782 | 60 | 170 | 180
783 | 60 | 170 | 180
784 | 60 | 170 | 180
785 | 60 | 170 | 180
786 | 60 | 170 | 180
787 | 60 | 170 | 180
788 | 60 | 170 | 180
789 | 60 | 170 | 180
790 | 60 | 170 | 180
791 | 60 | 170 | 180
792 | 60 | 170 | 180
793 | 60 | 170 | 180
794 | 60 | 170 | 180
795 | 60 | 170 | 180
796 | 60 | 170 | 180
797 | 60 | 170 | 180
798 | 60 | 170 | 180
799 | 60 | 170 | 180
800 | 60 | 170 | 180
801 | 60 | 170 | 180
802 | 60 | 170 | 180
803 | 60 | 170 | 180
804 | 60 | 170 | 180
805 | 60 | 170 | 180
806 | 60 | 170 | 180
807 | 60 | 170 | 180
808 | 60 | 170 | 180
809 | 60 | 170 | 180
810 | 60 | 170 | 180
811 | 60 | 170 | 180
812 | 60 | 170 | 180
813 | 60 | 170 | 180
814 | 60 | 170 | 180
815 | 60 | 170 | 180
816 | 60 | 170 | 180
817 | 60 | 170 | 180
818 | 60 | 170 | 180
819 | 60 | 170 | 180
820 | 60 | 170 | 180
821 | 60 | 170 | 180
822 | 60 | 170 | 180
823 | 60 | 170 | 180
824 | 60 | 170 | 180
825 | 60 | 170 | 180
826 | 60 | 170 | 180
827 | 60 | 170 | 180
828 | 60 | 170 | 180
829 | 60 | 170 | 180
830 | 60 | 170 | 180
831 | 60 | 170 | 180
832 | 60 | 170 | 180
833 | 60 | 170 | 180
834 | 60 | 170 | 180
835 | 60 | 170 | 180
836 | 60 | 170 | 180
837 | 60 | 170 | 180
838 | 60 | 170 | 180
839 | 60 | 170 | 180
840 | 60 | 170 | 180
841 | 60 | 170 | 180
842 | 60 | 170 | 180
843 | 60 | 170 | 180
844 | 60 | 170 | 180
845 | 60 | 170 | 180
846 | 60 | 170 | 180
847 | 60 | 170 | 180
848 | 60 | 170 | 180
849 | 60 | 170 | 180
850 | 60 | 170 | 180
851 | 60 | 170 | 180
852 | 60 | 170 | 180
853 | 60 | 170 | 180
854 | 60 | 170 | 180
855 | 60 | 170 | 180
856 | 60 | 170 | 180
857 | 60 | 170 | 180
858 | 60 | 170 | 180
859 | 60 | 170 | 180
860 | 60 | 170 | 180
861 | 60 | 170 | 180
862 | 60 | 170 | 180
863 | 60 | 170 | 180
864 | 60 | 170 | 180
865 | 60 | 170 | 180
866 | 60 | 170 | 180
867 | 60 | 170 | 180
868 | 60 | 170 | 180
869 | 60 | 170 | 180
870 | 60 | 170 | 180
871 | 60 | 170 | 180
872 | 60 | 170 | 180
873 | 60 | 170 | 180
874 | 60 | 170 | 180
875 | 60 | 170 | 180
876 | 60 | 170 | 180
877 | 60 | 170 | 180
878 | 60 | 170 | 180
879 | 60 | 170 | 180
880 | 60 | 170 | 180
881 | 60 | 170 | 180
882 | 60 | 170 | 180
883 | 60 | 170 | 180
884 | 60 | 170 | 180
885 | 60 | 170 | 180
886 | 60 | 170 | 180
887 | 60 | 170 | 180
888 | 60 | 170 | 180
889 | 60 | 170 | 180
890 | 60 | 170 | 180
891 | 60 | 170 | 180
892 | 60 | 170 | 180
893 | 60 | 170 | 180
894 | 60 | 170 | 180
895 | 60 | 170 | 180
896 | 60 | 170 | 180
897 | 60 | 170 | 180
898 | 60 | 170 | 180
899 | 60 | 170 | 180
900 | 60 | 170 | 180
901 | 60 | 170 | 180
902 | 60 | 170 | 180
903 | 60 | 170 | 180
904 | 60 | 170 | 180
905 | 60 | 170 | 180
906 | 60 | 170 | 180
907 | 60 | 170 | 180
908 | 60 | 170 | 180
909 | 60 | 170 | 180
910 | 60 | 170 | 180
911 | 60 | 170 | 180
912 | 60 | 170 | 180
913 | 60 | 170 | 180
914 | 60 | 170 | 180
915 | 60 | 170 | 180
916 | 60 | 170 | 180
917 | 60 | 170 | 180
918 | 60 | 170 | 180
919 | 60 | 170 | 180
920 | 60 | 170 | 180
921 | 60 | 170 | 180
922 | 60 | 170 | 180
923 | 60 | 170 | 180
924 | 60 | 170 | 180
925 | 60 | 170 | 180
926 | 60 | 170 | 180
927 | 60 | 170 | 180
928 | 60 | 170 | 180
929 | 60 | 170 | 180
930 | 60 | 170 | 180
931 | 60 | 170 | 180
932 | 60 | 170 | 180
933 | 60 | 170 | 180
934 | 60 | 170 | 180
935 | 60 | 170 | 180
936 | 60 | 170 | 180
937 | 60 | 170 | 180
938 | 60 | 170 | 180
939 | 60 | 170 | 180
940 | 60 | 170 | 180
941 | 60 | 170 | 180
942 | 60 | 170 | 180
943 | 60 | 170 | 180
944 | 60 | 170 | 180
945 | 60 | 170 | 180
946 | 60 | 170 | 180
947 | 60 | 170 | 180
948 | 60 | 170 | 180
949 | 60 | 170 | 180
950 | 60 | 170 | 180
951 | 60 | 170 | 180
952 | 60 | 170 | 180
953 | 60 | 170 | 180
954 | 60 | 170 | 180
955 | 60 | 170 | 180
956 | 60 | 170 | 180
957 | 60 | 170 | 180
958 | 60 | 170 | 180
959 | 60 | 170 | 180
960 | 60 | 170 | 180
961 | 60 | 170 | 180
962 | 60 | 170 | 180
963 | 60 | 170 | 180
964 | 60 | 170 | 180
965 | 60 | 170 | 180
966 | 60 | 170 | 180
967 | 60 | 170 | 180
968 | 60 | 170 | 180
969 | 60 | 170 | 180
970 | 60 | 170 | 180
971 | 60 | 170 | 180
972 | 60 | 170 | 180
973 | 60 | 170 | 180
974 | 60 | 170 | 180
975 | 60 | 170 | 180
976 | 60 | 170 | 180
977 | 60 | 170 | 180
978 | 60 | 170 | 180
979 | 60 | 170 | 180
980 | 60 | 170 | 180
981 | 60 | 170 | 180
982 | 60 | 170 | 180
983 | 60 | 170 | 180
984 | 60 | 170 | 180
985 | 60 | 170 | 180
986 | 60 | 170 | 180
987 | 60 | 170 | 180
988 | 60 | 170 | 180
989 | 60 | 170 | 180
990 | 60 | 170 | 180
991 | 60 | 170 | 180
992 | 60 | 170 | 180
993 | 60 | 170 | 180
994 | 60 | 170 | 180
995 | 60 | 170 | 180
996 | 60 | 170 | 180
997 | 60 | 170 | 180
998 | 60 | 170 | 180
999 | 60 | 170 | 180
1000 | 60 | 170 | 180
1001 | 60 | 170 | 180
1002 | 60 | 170 | 180
1003 | 60 | 170 | 180
1004 | 60 | 170 | 180
1005 | 60 | 170 | 180
1006 | 60 | 170 | 180
1007 | 60 | 170 | 180
1008 | 60 | 170 | 180
1009 | 60 | 170 | 180
1010 | 60 | 170 | 180
1011 | 60 | 170 | 180
1012 | 60 | 170 | 180
1013 | 60 | 170 | 180
1014 | 60 | 170 | 180
1015 | 60 | 170 | 180
1016 | 60 | 170 | 180
1017 | 60 | 170 | 180
1018 | 60 | 170 | 180
1019 | 60 | 170 | 180
1020 | 60 | 170 | 180
1021 | 60 | 170 | 180
1022 | 60 | 170 | 180
1023 | 60 | 170 | 180
1024 | 60 | 170 | 180
1025 | 60 | 170 | 180
1026 | 60 | 170 | 180
1027 | 60 | 170 | 180
1028 | 60 | 170 | 180
1029 | 60 | 170 | 180
1030 | 60 | 170 | 180
1031 | 60 | 170 | 180
1032 | 60 | 170 | 180
1033 | 60 | 170 | 180
1034 | 60 | 170 | 180
1035 | 60 | 170 | 180
1036 | 60 | 170 | 180
1037 | 60 | 170 | 180
1038 | 60 | 170 | 180
1039 | 60 | 170 | 180
1040 | 60 | 170 | 180
1041 | 60 | 170 | 180
1042 | 60 | 170 | 180
1043 | 60 | 170 | 180
1044 | 60 | 170 | 180
1045 | 60 | 170 | 180
1046 | 60 | 170 | 180
1047 | 60 | 170 | 180
1048 | 60 | 170 | 180
1049 | 60 | 170 | 180
1050 | 60 | 170 | 180
1051 | 60 | 170 | 180
1052 | 60 | 170 | 180
1053 | 60 | 170 | 180
1054 | 60 | 170 | 180
1055 | 60 | 170 | 180
1056 | 60 | 170 | 180
1057 | 60 | 170 | 180
1058 | 60 | 170 | 180
1059 | 60 | 170 | 180
1060 | 60 | 170 | 180
1061 | 60 | 170 | 180
1062 | 60 | 170 | 180
1063 | 60 | 170 | 180
1064 | 60 | 170 | 180
1065 | 60 | 170 | 180
1066 | 60 | 170 | 180
1067 | 60 | 170 | 180
1068 | 60 | 170 | 180
1069 | 60 | 170 | 180
1070 | 60 | 170 | 180
1071 | 60 | 170 | 180
1072 | 60 | 170 | 180
1073 | 60 | 170 | 180
1074 | 60 | 170 | 180
1075 | 60 | 170 | 180
1076 | 60 | 170 | 180
1077 | 60 | 170 | 180
1078 | 60 | 170 | 180
1079 | 60 | 170 | 180
1080 | 60 | 170 | 180
1081 | 60 | 170 | 180
1082 | 60 | 170 | 180
1083 | 60 | 170 | 180
1084 | 60 | 170 | 180
1085 | 60 | 170 | 180
1086 | 60 | 170 | 180
1087 | 60 | 170 | 180
1088 | 60 | 170 | 180
1089 | 60 | 170 | 180
1090 | 60 | 170 | 180
1091 | 60 | 170 | 180
1092 | 60 | 170 | 180
1093 | 60 | 170 | 180
1094 | 60 | 170 | 180
1095 | 60 | 170 | 180
1096 | 60 | 170 | 180
1097 | 60 | 170 | 180
1098 | 60 | 170 | 180
1099 | 60 | 170 | 180
1100 | 60 | 170 | 180
1101 | 60 | 170 | 180
1102 | 60 | 170 | 180
1103 | 60 | 170 | 180
1104 | 60 | 170 | 180
1105 | 60 | 170 | 180
1106 | 60 | 170 | 180
1107 | 60 | 170 | 180
1108 | 60 | 170 | 180
1109 | 60 | 170 | 180
1110 | 60 | 170 | 180
1111 | 60 | 170 | 180
1112 | 60 | 170 | 180
1113 | 60 | 170 | 180
1114 | 60 | 170 | 180
1115 | 60 | 170 | 180
1116 | 60 | 170 | 180
1117 | 60 | 170 | 180
1118 | 60 | 170 | 180
1119 | 60 | 170 | 180
1120 | 60 | 170 | 180
1121 | 60 | 170 | 180
1122 | 60 | 170 | 180
1123 | 60 | 170 | 180
1124 | 60 | 170 | 180
1125 | 60 | 170 | 180
1126 | 60 | 170 | 180
1127 | 60 | 170 | 180
1128 | 60 | 170 | 180
1129 | 60 | 170 | 180
1130 | 60 | 170 | 180
1131 | 60 | 170 | 180
1132 | 60 | 170 | 180
1133 | 60 | 170 | 180
1134 | 60 | 170 | 180
1135 | 60 | 170 | 180
1136 | 60 | 170 | 180
1137 | 60 | 170 | 180
1138 | 60 | 170 | 180
1139 | 60 | 170 | 180
1140 | 60 | 170 | 180
1141 | 60 | 170 | 180
1142 | 60 | 170 | 180
1143 | 60 | 170 | 180
1144 | 60 | 170 | 180
1145 | 60 | 170 | 180
1146 | 60 | 170 | 180
1147 | 60 | 170 | 180
1148 | 60 | 170 | 180
1149 | 60 | 170 | 180
1150 | 60 | 170 | 180
1151 | 60 | 170 | 180
1152 | 60 | 170 | 180
1153 | 60 | 170 | 180
1154 | 60 | 170 | 180
1155 | 60 | 170 | 180
1156 | 60 | 170 | 180
1157 | 60 | 170 | 180
1158 | 60 | 170 | 180
1159 | 60 | 170 | 180
1160 | 60 | 170 | 180
1161 | 60 | 170 | 180
1162 | 60 | 170 | 180
1163 | 60 | 170 | 180
1164 | 60 | 170 | 180
1165 | 60 | 170 | 180
1166 | 60 | 170 | 180
1167 | 60 | 170 | 180
1168 | 60 | 170 | 180
1169 | 60 | 170 | 180
1170 | 60 | 170 | 180
1171 | 60 | 170 | 180
1172 | 60 | 170 | 180
1173 | 60 | 170 | 180
1174 | 60 | 170 | 180
1175 | 60 | 170 | 180
1176 | 60 | 170 | 180
1177 | 60 | 170 | 180
1178 | 60 | 170 | 180
1179 | 60 | 170 | 180
1180 | 60 | 170 | 180
1181 | 60 | 170 | 180
1182 | 60 | 170 | 180
1183 | 60 | 170 | 180
1184 | 60 | 170 | 180
1185 | 60 | 170 | 180
1186 | 60 | 170 | 180
1187 | 60 | 170 | 180
1188 | 60 | 170 | 180
1189 | 60 | 170 | 180
1190 | 60 | 170 | 180
1191 | 60 | 170 | 180
1192 | 60 | 170 | 180
1193 | 60 | 170 | 180
1194 | 60 | 170 | 180
1195 | 60 | 170 | 180
1196 | 60 | 170 | 180
1197 | 60 | 170 | 180
1198 | 60 | 170 | 180
1199 | 60 | 170 | 180
1200 | 60 | 170 | 180
1201 | 60 | 170 | 180
1202 | 60 | 170 | 180
1203 | 60 | 170 | 180
1204 | 60 | 170 | 180
1205 | 60 | 170 | 180
1206 | 60 | 170 | 180
1207 | 60 | 170 | 180
1208 | 60 | 170 | 180
1209 | 60 | 170 | 180
1210 | 60 | 170 | 180
1211 | 60 | 170 | 180
1212 | 60 | 170 | 180
1213 | 60 | 170 | 180
1214 | 60 | 170 | 180
1215 | 60 | 170 | 180
1216 | 60 | 170 | 180
1217 | 60 | 170 | 180
1218 | 60 | 170 | 180
1219 | 60 | 170 | 180
1220 | 60 | 170 | 180
1221 | 60 | 170 | 180
1222 | 60 | 170 | 180
1223 | 60 | 170 | 180
1224 | 60 | 170 | 180
1225 | 60 | 170 | 180
1226 | 60 | 170 | 180
1227 | 60 | 170 | 180
1228 | 60 | 170 | 180
1229 | 60 | 170 | 180
1230 | 60 | 170 | 180
1231 | 60 | 170 | 180
1232 | 60 | 170 | 180
1233 | 60 | 170 | 180
1234 | 60 | 170 | 180
1235 | 60 | 170 | 180
1236 | 60 | 170 | 180
1237 | 60 | 170 | 180
1238 | 60 | 170 | 180
1239 | 60 | 170 | 180
1240 | 60 | 170 | 180
1241 | 60 | 170 | 180
1242 | 60 | 170 | 180
1243 | 60 | 170 | 180
1244 | 60 | 170 | 180
1245 | 60 | 170 | 180
1246 | 60 | 170 | 180
1247 | 60 | 170 | 180
1248 | 60 | 170 | 180
1249 | 60 | 170 | 180
1250 | 60 | 170 | 180
1251 | 60 | 170 | 180
1252 | 60 | 170 | 180
1253 | 60 | 170 | 180
1254 | 60 | 170 | 180
1255 | 60 | 170 | 180
1256 | 60 | 170 | 180
1257 | 60 | 170 | 180
1258 | 60 | 170 | 180
1259 | 60 | 170 | 180
1260 | 60 | 170 | 180
1261 | 60 | 170 | 180
1262 | 60 | 170 | 180
1263 | 60 | 170 | 180
1264 | 60 | 170 | 180
1265 | 60 | 170 | 180
1266 | 60 | 170 | 180
1267 | 60 | 170 | 180
1268 | 60 | 170 | 180
1269 | 60 | 170 | 180
1270 | 60 | 170 | 180
1271 | 60 | 170 | 180
1272 | 60 | 170 | 180
1273 | 60 | 170 | 180
1274 | 60 | 170 | 180
1275 | 60 | 170 | 180
1276 | 60 | 170 | 180
1277 | 60 | 170 | 180
1278 | 60 | 170 | 180
1279 | 60 | 170 | 180
1280 | 60 | 170 | 180
1281 | 60 | 170 | 180
1282 | 60 | 170 | 180
1283 | 60 | 170 | 180
1284 | 60 | 170 | 180
1285 | 60 | 170 | 180
1286 | 60 | 170 | 180
1287 | 60 | 170 | 180
1288 | 60 | 170 | 180
1289 | 60 | 170 | 180
1290 | 60 | 170 | 180
1291 | 60 | 170 | 180
1292 | 60 | 170 | 180
1293 | 60 | 170 | 180
1294 | 60 | 170 | 180
1295 | 60 | 170 | 180
1296 | 60 | 170 | 180
1297 | 60 | 170 | 180
1298 | 60 | 170 | 180
1299 | 60 | 170 | 180
1300 | 60 | 170 | 180
1301 | 60 | 170 | 180
1302 | 60 | 170 | 180
1303 | 60 | 170 | 180
1304 | 60 | 170 | 180
1305 | 60 | 170 | 180
1306 | 60 | 170 | 180
1307 | 60 | 170 | 180
1308 | 60 | 170 | 180
1309 | 60 | 170 | 180
1310 | 60 | 170 | 180
1311 | 60 | 170 | 180
1312 | 60 | 170 | 180
1313 | 60 | 170 | 180
1314 | 60 | 170 | 180
1315 | 60 | 170 | 180
1316 | 60 | 170 | 180
1317 | 60 | 170 | 180
1318 | 60 | 170 | 180
1319 | 60 | 170 | 180
1320 | 60 | 170 | 180
1321 | 60 | 170 | 180
1322 | 60 | 170 | 180
1323 | 60 | 170 | 180
1324 | 60 | 170 | 180
1325 | 60 | 170 | 180
1326 | 60 | 170 | 180
1327 | 60 | 170 | 180
1328 | 60 | 170 | 180
1329 | 60 | 170 | 180
1330 | 60 | 170 | 180
1331 | 60 | 170 | 180
1332 | 60 | 170 | 180
1333 | 60 | 170 | 180
1334 | 60 | 170 | 180
1335 | 60 | 170 | 180
1336 | 60 | 170 | 180
1337 | 60 | 170 | 180
1338 | 60 | 170 | 180
1339 | 60 | 170 | 180
1340 | 60 | 170 | 180
1341 | 60 | 170 | 180
1342 | 60 | 170 | 180
1343 | 60 | 170 | 180
1344 | 60 | 170 | 180
1345 | 60 | 170 | 180
1346 | 60 | 170 | 180
1347 | 60 | 170 | 180
1348 | 60 | 170 | 180
1349 | 60 | 170 | 180
1350 | 60 | 170 | 180
1351 | 60 | 170 | 180
1352 | 60 | 170 | 180
1353 | 60 | 170 | 180
1354 | 60 | 170 | 180
1355 | 60 | 170 | 180
1356 | 60 | 170 | 180
1357 | 60 | 170 | 180
1358 | 60 | 170 | 180
1359 | 60 | 170 | 180
1360 | 60 | 170 | 180
1361 | 60 | 170 | 180
1362 | 60 | 170 | 180
1363 | 60 | 170 | 180
1364 | 60 | 170 | 180
1365 | 60 | 170 | 180
1366 | 60 | 170 | 180
1367 | 60 | 170 | 180
1368 | 60 | 170 | 180
1369 | 60 | 170 | 180
1370 | 60 | 170 | 180
1371 | 60 | 170 | 180
1372 | 60 | 170 | 180
1373 | 60 | 170 | 180
1374 | 60 | 170 | 180
1375 | 60 | 170 | 180
1376 | 60 | 170 | 180
1377 | 60 | 170 | 180
1378 | 60 | 170 | 180
1379 | 60 | 170 | 180
1380 | 60 | 170 | 180
1381 | 60 | 170 | 180
1382 | 60 | 170 | 180
1383 | 60 | 170 | 180
1384 | 60 | 170 | 180
1385 | 60 | 170 | 180
1386 | 60 | 170 | 180
1387 | 60 | 170 | 180
1388 | 60 | 170 | 180
1389 | 60 | 170 | 180
1390 | 60 | 170 | 180
1391 | 60 | 170 | 180
1392 | 60 | 170 | 180
1393 | 60 | 170 | 180
1394 | 60 | 170 | 180
1395 | 60 | 170 | 180
1396 | 60 | 170 | 180
1397 | 60 | 170 | 180
1398 | 60 | 170 | 180
1399 | 60 | 170 | 180
1400 | 60 | 170 | 180
1401 | 60 | 170 | 180
1402 | 60 | 170 | 180
1403 | 60 | 170 | 180
1404 | 60 | 170 | 180
1405 | 60 | 170 | 180
1406 | 60 | 170 | 180
1407 | 60 | 170 | 180
1408 | 60 | 170 | 180
1409 | 60 | 170 | 180
1410 | 60 | 170 | 180
1411 | 60 | 170 | 180
1412 | 60 | 170 | 180
1413 | 60 | 170 | 180
1414 | 60 | 170 | 180
1415 | 60 | 170 | 180
1416 | 60 | 170 | 180
1417 | 60 | 170 | 180
1418 | 60 | 170 | 180
1419 | 60 | 170 | 180
1420 | 60 | 170 | 180
1421 | 60 | 170 | 180
1422 | 60 | 170 | 180
1423 | 60 | 170 | 180
1424 | 60 | 170 | 180
1425 | 60 | 170 | 180
1426 | 60 | 170 | 180
1427 | 60 | 170 | 180
1428 | 60 | 170 | 180
1429 | 60 | 170 | 180
1430 | 60 | 170 | 180
1431 | 60 | 170 | 180
1432 | 60 | 170 | 180
1433 | 60 | 170 | 180
1434 | 60 | 170 | 180
1435 | 60 | 170 | 180
1436 | 60 | 170 | 180
1437 | 60 | 170 | 180
1438 | 60 | 170 | 180
1439 | 60 | 170 | 180
1440 | 60 | 170 | 180
1441 | 60 | 170 | 180
1442 | 60 | 170 | 180
1443 | 60 | 170 | 180
1444 | 60 | 170 | 180
1445 | 60 | 170 | 180
1446 | 60 | 170 | 180
1447 | 60 | 170 | 180
1448 | 60 | 170 | 180
1449 | 60 | 170 | 180
1450 | 60 | 170 | 180
1451 | 60 | 170 | 180
1452 | 60 | 170 | 180
1453 | 60 | 170 | 180
1454 | 60 | 170 | 180
1455 | 60 | 170 | 180
1456 | 60 | 170 | 180
1457 | 60 | 170 | 180
1458 | 60 | 170 | 180
1459 | 60 | 170 | 180
1460 | 60 | 170 | 180
1461 | 60 | 170 | 180
1462 | 60 | 170 | 180
1463 | 60 | 170 | 180
1464 | 60 | 170 | 180
1465 | 60 | 170 | 180
1466 | 60 | 170 | 180
1467 | 60 | 170 | 180
1468 | 60 | 170 | 180
1469 | 60 | 170 | 180
1470 | 60 | 170 | 180
1471 | 60 | 170 | 180
1472 | 60 | 170 | 180
1473 | 60 | 170 | 180
1474 | 60 | 170 | 180
1475 | 60 | 170 | 180
1476 | 60 | 170 | 180
1477 | 60 | 170 | 180
1478 | 60 | 170 | 180
1479 | 60 | 170 | 180
1480 | 60 | 170 | 180
1481 | 60 | 170 | 180
1482 | 60 | 170 | 180
1483 | 60 | 170 | 180
1484 | 60 | 170 | 180
1485 | 60 | 170 | 180
1486 | 60 | 170 | 180
1487 | 60 | 170 | 180
1488 | 60 | 170 | 180
1489 | 60 | 170 | 180
1490 | 60 | 170 | 180
1491 | 60 | 170 | 180
1492 | 60 | 170 | 180
1493 | 60 | 170 | 180
1494 | 60 | 170 | 180
1495 | 60 | 170 | 180
1496 | 60 | 170 | 180
1497 | 60 | 170 | 180
1498 | 60 | 170 | 180
1499 | 60 | 170 | 180
1500 | 60 | 170 | 180
1501 | 60 | 170 | 180
1502 | 60 | 170 | 180
1503 | 60 | 170 | 180
1504 | 60 | 170 | 180
1505 | 60 | 170 | 180
1506 | 60 | 170 | 180
1507 | 60 | 170 | 180
1508 | 60 | 170 | 180
1509 | 60 | 170 | 180
1510 | 60 | 170 | 180
1511 | 60 | 170 | 180
1512 | 60 | 170 | 180
1513 | 60 | 170 | 180
1514 | 60 | 170 | 180
1515 | 60 | 170 | 180
1516 | 60 | 170 | 180
1517 | 60 | 170 | 180
1518 | 60 | 170 | 180
1519 | 60 | 170 | 180
1520 | 60 | 170 | 180
1521 | 60 | 170 | 180
1522 | 60 | 170 | 180
1523 | 60 | 170 | 180
1524 | 60 | 170 | 180
1525 | 60 | 170 | 180
1526 | 60 | 170 | 180
1527 | 60 | 170 | 180
1528 | 60 | 170 | 180
1529 | 60 | 170 | 180
1530 | 60 | 170 | 180
1531 | 60 | 170 | 180
1532 | 60 | 170 | 180
1533 | 60 | 170 | 180
1534 | 60 | 170 | 180
1535 | 60 | 170 | 180
1536 | 60 | 170 | 180
1537 | 60 | 170 | 180
1538 | 60 | 170 | 180
1539 | 60 | 170 | 180
1540 | 60 | 170 | 180
1541 | 60 | 170 | 180
1542 | 60 | 170 | 180
1543 | 60 | 170 | 180
1544 | 60 | 170 | 180
1545 | 60 | 170 | 180
1546 | 60 | 170 | 180
1547 | 60 | 170 | 180
1548 | 60 | 170 | 180
1549 | 60 | 170 | 180
1550 | 60 | 170 | 180
1551 | 60 | 170 | 180
1552 | 60 | 170 | 180
1553 | 60 | 170 | 180
1554 | 60 | 170 | 180
1555 | 60 | 170 | 180
1556 | 60 | 170 | 180
1557 | 60 | 170 | 180
1558 | 60 | 170 | 180
1559 | 60 | 170 | 180
1560 | 60 | 170 | 180
1561 | 60 | 170 | 180
1562 | 60 | 170 | 180
1563 | 60 | 170 | 180
1564 | 60 | 170 | 180
1565 | 60 | 170 | 180
1566 | 60 | 170 | 180
1567 | 60 | 170 | 180
1568 | 60 | 170 | 180
1569 | 60 | 170 | 180
1570 | 60 | 170 | 180
1571 | 60 | 170 | 180
1572 | 60 | 170 | 180
1573 | 60 | 170 | 180
1574 | 60 | 170 | 180
1575 | 60 | 170 | 180
1576 | 60 | 170 | 180
1577 | 60 | 170 | 180
1578 | 60 | 170 | 180
1579 | 60 | 170 | 180
1580 | 60 | 170 | 180
1581 | 60 | 170 | 180
1582 | 60 | 170 | 180
1583 | 60 | 170 | 180
1584 | 60 | 170 | 180
1585 | 60 | 170 | 180
1586 | 60 | 170 | 180
1587 | 60 | 170 | 180
1588 | 60 | 170 | 180
1589 | 60 | 170 | 180
1590 | 60 | 170 | 180
1591 | 60 | 170 | 180
1592 | 60 | 170 | 180
1593 | 60 | 170 | 180
1594 | 60 | 170 | 180
1595 | 60 | 170 | 180
1596 | 60 | 170 | 180
1597 | 60 | 170 | 180
1598 | 60 | 170 | 180
1599 | 60 | 170 | 180
1600 | 60 | 170 | 180
1601 | 60 | 170 | 180
1602 | 60 | 170 | 180
1603 | 60 | 170 | 180
1604 | 60 | 170 | 180
1605 | 60 | 170 | 180
1606 | 60 | 170 | 180
1607 | 60 | 170 | 180
1608 | 60 | 170 | 180
1609 | 60 | 170 | 180
1610 | 60 | 170 | 180
1611 | 60 | 170 | 180
1612 | 60 | 170 | 180
1613 | 60 | 170 | 180
1614 | 60 | 170 | 180
1615 | 60 | 170 | 180
1616 | 60 | 170 | 180
1617 | 60 | 170 | 180
1618 | 60 | 170 | 180
1619 | 60 | 170 | 180
1620 | 60 | 170 | 180
1621 | 60 | 170 | 180
1622 | 60 | 170 | 180
1623 | 60 | 170 | 180
1624 | 60 | 170 | 180
1625 | 60 | 170 | 180
1626 | 60 | 170 | 180
1627 | 60 | 170 | 180
1628 | 60 | 170 | 180
1629 | 60 | 170 | 180
1630 | 60 | 170 | 180
1631 | 60 | 170 | 180
1632 | 60 | 170 | 180
1633 | 60 | 170 | 180
1634 | 60 | 170 | 180
1635 | 60 | 170 | 180
1636 | 60 | 170 | 180
1637 | 60 | 170 | 180
1638 | 60 | 170 | 180
1639 | 60 | 170 | 180
1640 | 60 | 170 | 180
1641 | 60 | 170 | 180
1642 | 60 | 170 | 180
1643 | 60 | 170 | 180
1644 | 60 | 170 | 180
1645 | 60 | 170 | 180
1646 | 60 | 170 | 180
1647 | 60 | 170 | 180
1648 | 60 | 170 | 180
1649 | 60 | 170 | 180
1650 | 60 | 170 | 180
1651 | 60 | 170 | 180
1652 | 60 | 170 | 180
1653 | 60 | 170 | 180
1654 | 60 | 170 | 180
1655 | 60 | 170 | 180
1656 | 60 | 170 | 180
1657 | 60 | 170 | 180
1658 | 60 | 170 | 180
1659 | 60 | 170 | 180
1660 | 60 | 170 | 180
1661 | 60 | 170 | 180
1662 | 60 | 170 | 180
1663 | 60 | 170 | 180
1664 | 60 | 170 | 180
1665 | 60 | 170 | 180
1666 | 60 | 170 | 180
1667 | 60 | 170 | 180
1668 | 60 | 170 | 180
1669 | 60 | 170 | 180
1670 | 60 | 170 | 180
1671 | 60 | 170 | 180
1672 | 60 | 170 | 180
1673 | 60 | 170 | 180
1674 | 60 | 170 | 180
1675 | 60 | 170 | 180
1676 | 60 | 170 | 180
1677 | 60 | 170 | 180
1678 | 60 | 170 | 180
1679 | 60 | 170 | 180
1680 | 60 | 170 | 180
1681 | 60 | 170 | 180
1682 | 60 | 170 | 180
1683 | 60 | 170 | 180
1684 | 60 | 170 | 180
1685 | 60 | 170 | 180
1686 | 60 | 170 | 180
1687 | 60 | 170 | 180
1688 | 60 | 170 | 180
1689 | 60 | 170 | 180
1690 | 60 | 170 | 180
1691 | 60 | 170 | 180
1692 | 60 | 170 | 180
1693 | 60 | 170 | 180
1694 | 60 | 170 | 180
1695 | 60 | 170 | 180
1696 | 60 | 170 | 180
1697 | 60 | 170 | 180
1698 | 60 | 170 | 180
1699 | 60 | 170 | 180
1700 | 60 | 170 | 180
1701 | 60 | 170 | 180
1702 | 60 | 170 | 180
1703 | 60 | 170 | 180
1704 | 60 | 170 | 180
1705 | 60 | 170 | 180
1706 | 60 | 170 | 180
1707 | 60 | 170 | 180
1708 | 60 | 170 | 180
1709 | 60 | 170 | 180
1710 | 60 | 170 | 180
1711 | 60 | 170 | 180
1712 | 60 | 170 | 180
1713 | 60 | 170 | 180
1714 | 60 | 170 | 180
1715 | 60 | 170 | 180
1716 | 60 | 170 | 180
1717 | 60 | 170 | 180
1718 | 60 | 170 | 180
1719 | 60 | 170 | 180
1720 | 60 | 170 | 180
1721 | 60 | 170 | 180
1722 | 60 | 170 | 180
1723 | 60 | 170 | 180
1724 | 60 | 170 | 180
1725 | 60 | 170 | 180
1726 | 60 | 170 | 180
1727 | 60 | 170 | 180
1728 | 60 | 170 | 180
1729 | 60 | 170 | 180
1730 | 60 | 170 | 180
1731 | 60 | 170 | 180
1732 | 60 | 170 | 180
1733 | 60 | 170 | 180
1734 | 60 | 170 | 180
1735 | 60 | 170 | 180
1736 | 60 | 170 | 180
1737 | 60 | 170 | 180
1738 | 60 | 170 | 180
1739 | 60 | 170 | 180
1740 | 60 | 170 | 180
1741 | 60 | 170 | 180
1742 | 60 | 170 | 180
1743 | 60 | 170 | 180
1744 | 60 | 170 | 180
1745 | 60 | 170 | 180
1746 | 60 | 170 | 180
1747 | 60 | 170 | 180
1748 | 60 | 170 | 180
1749 | 60 | 170 | 180
1750 | 60 | 170 | 180
1751 | 60 | 170 | 180
1752 | 60 | 170 | 180
1753 | 60 | 170 | 180
1754 | 60 | 170 | 180
1755 | 60 | 170 | 180
1756 | 60 | 170 | 180
1757 | 60 | 170 | 180
1758 | 60 | 170 | 180
1759 | 60 | 170 | 180
1760 | 60 | 170 | 180
1761 | 60 | 170 | 180
1762 | 60 | 170 | 180
1763 | 60 | 170 | 180
1764 | 60 | 170 | 180
1765 | 60 | 170 | 180
1766 | 60 | 170 | 180
1767 | 60 | 170 | 180
1768 | 60 | 170 | 180
1769 | 60 | 170 | 180
1770 | 60 | 170 | 180
1771 | 60 | 170 | 180
1772 | 60 | 170 | 180
1773 | 60 | 170 | 180
1774 | 60 | 170 | 180
1775 | 60 | 170 | 180
1776 | 60 | 170 | 180
1777 | 60 | 170 | 180
1778 | 60 | 170 | 180
1779 | 60 | 170 | 180
1780 | 60 | 170 | 180
1781 | 60 | 170 | 180
1782 | 60 | 170 | 180
1783 | 60 | 170 | 180
1784 | 60 | 170 | 180
1785 | 60 | 170 | 180
1786 | 60 | 170 | 180
1787 | 60 | 170 | 180
1788 | 60 | 170 | 180
1789 | 60 | 170 | 180
1790 | 60 | 170 | 180
1791 | 60 | 170 | 180
1792 | 60 | 170 | 180
1793 | 60 | 170 | 180
1794 | 60 | 170 | 180
1795 | 60 | 170 | 180
1796 | 60 | 170 | 180
1797 | 60 | 170 | 180
1798 | 60 | 170 | 180
1799 | 60 | 170 | 180
1800 | 60 | 170 | 180
1801 | 60 | 170 | 180
1802 | 60 | 170 | 180
1803 | 60 | 170 | 180
1804 | 60 | 170 | 180
1805 | 60 | 170 | 180
1806 | 60 | 170 | 180
1807 | 60 | 170 | 180
1808 | 60 | 170 | 180
1809 | 60 | 170 | 180
1810 | 60 | 170 | 180
1811 | 60 | 170 | 180
1812 | 60 | 170 | 180
1813 | 60 | 170 | 180
1814 | 60 | 170 | 180
1815 | 60 | 170 | 180
1816 | 60 | 170 | 180
1817 | 60 | 170 | 180
1818 | 60 | 170 | 180
1819 | 60 | 170 | 180
1820 | 60 | 170 | 180
1821 | 60 | 170 | 180
1822 | 60 | 170 | 180
1823 | 60 | 170 | 180
1824 | 60 | 170 | 180
1825 | 60 | 170 | 180
1826 | 60 | 170 | 180
1827 | 60 | 170 | 180
1828 | 60 | 170 | 180
1829 | 60 | 170 | 180
1830 | 60 | 170 | 180
1831 | 60 | 170 | 180
1832 | 60 | 170 | 180
1833 | 60 | 170 | 180
1834 | 60 | 170 | 180
1835 | 60 | 170 | 180
1836 | 60 | 170 | 180
1837 | 60 | 170 | 180
1838 | 60 | 170 | 180
1839 | 60 | 170 | 180
1840 | 60 | 170 | 180
1841 | 60 | 170 | 180
1842 | 60 | 170 | 180
1843 | 60 | 170 | 180
1844 | 60 | 170 | 180
1845 | 60 | 170 | 180
1846 | 60 | 170 | 180
1847 | 60 | 170 | 180
1848 | 60 | 170 | 180
1849 | 60 | 170 | 180
1850 | 60 | 170 | 180
1851 | 60 | 170 | 180
1852 | 60 | 170 | 180
1853 | 60 | 170 | 180
1854 | 60 | 170 | 180
1855 | 60 | 170 | 180
1856 | 60 | 170 | 180
1857 | 60 | 170 | 180
1858 | 60 | 170 | 180
1859 | 60 | 170 | 180
1860 | 60 | 170 | 180
1861 | 60 | 170 | 180
1862 | 60 | 170 | 180
1863 | 60 | 170 | 180
1864 | 60 | 170 | 180
1865 | 60 | 170 | 180
1866 | 60 | 170 | 180
1867 | 60 | 170 | 180
1868 | 60 | 170 | 180
1869 | 60 | 170 | 180
1870 | 60 | 170 | 180
1871 | 60 | 170 | 180
1872 | 60 | 170 | 180
1873 | 60 | 170 | 180
1874 | 60 | 170 | 180
1875 | 60 | 170 | 180
1876 | 60 | 170 | 180
1877 | 60 | 170 | 180
1878 | 60 | 170 | 180
1879 | 60 | 170 | 180
1880 | 60 | 170 | 180
1881 | 60 | 170 | 180
1882 | 60 | 170 | 180
1883 | 60 | 170 | 180
1884 | 60 | 170 | 180
1885 | 60 | 170 | 180
1886 | 60 | 170 | 180
1887 | 60 | 170 | 180
1888 | 60 | 170 | 180
1889 | 60 | 170 | 180
1890 | 60 | 170 | 180
1891 | 60 | 170 | 180
1892 | 60 | 170 | 180
1893 | 60 | 170 | 180
1894 | 60 | 170 | 180
1895 | 60 | 170 | 180
1896 | 60 | 170 | 180
1897 | 60 | 170 | 180
1898 | 60 | 170 | 180
1899 | 60 | 170 | 180
1900 | 60 | 170 | 180
1901 | 60 | 170 | 180
1902 | 60 | 170 | 180
1903 | 60 | 170 | 180
1904 | 60 | 170 | 180
1905 | 60 | 170 | 180
1906 | 60 | 170 | 180
1907 | 60 | 170 | 180
1908 | 60 | 170 | 180
1909 | 60 | 170 | 180
1910 | 60 | 170 | 180
1911 | 60 | 170 | 180
1912 | 60 | 170 | 180
1913 | 60 | 170 | 180
1914 | 60 | 170 | 180
1915 | 60 | 170 | 180
1916 | 60 | 170 | 180
1917 | 60 | 170 | 180
1918 | 60 | 170 | 180
1919 | 60 | 170 | 180
1920 | 60 | 170 | 180
1921 | 60 | 170 | 180
1922 | 60 | 170 | 180
1923 | 60 | 170 | 180
1924 | 60 | 170 | 180
1925 | 60 | 170 | 180
1926 | 60 | 170 | 180
1927 | 60 | 170 | 180
1928 | 60 | 170 | 180
1929 | 60 | 170 | 180
1930 | 60 | 170 | 180
1931 | 60 | 170 | 180
1932 | 60 | 170 | 180
1933 | 60 | 170 | 180
1934 | 60 | 170 | 180
1935 | 60 | 170 | 180
1936 | 60 | 170 | 180
1937 | 60 | 170 | 180
1938 | 60 | 170 | 180
1939 | 60 | 170 | 180
1940 | 60 | 170 | 180
1941 | 60 | 170 | 180
1942 | 60 | 170 | 180
1943 | 60 | 170 | 180
1944 | 60 | 170 | 180
1945 | 60 | 170 | 180
1946 | 60 | 170 | 180
1947 | 60 | 170 | 180
1948 | 60 | 170 | 180
1949 | 60 | 170 | 180
1950 | 60 | 170 | 180
1951 | 60 | 170 | 180
1952 | 60 | 170 | 180
1953 | 60 | 170 | 180
1954 | 60 | 170 | 180
1955 | 60 | 170 | 180
1956 | 60 | 170 | 180
1957 | 60 | 170 | 180
1958 | 60 | 170 | 180
1959 | 60 | 170 | 180
1960 | 60 | 170 | 180
1961 | 60 | 170 | 180
1962 | 60 | 170 | 180
1963 | 60 | 170 | 180
1964 | 60 | 170 | 180
1965 | 60 | 170 | 180
1966 | 60 | 170 | 180
1967 | 60 | 170 | 180
1968 | 60 | 170 | 180
1969 | 60 | 170 | 180
1970 | 60 | 170 | 180
1971 | 60 | 170 | 180
1972 | 60 | 170 | 180
1973 | 60 | 170 | 180
1974 | 60 | 170 | 180
1975 | 60 | 170 | 180
1976 | 60 | 170 | 180
1977 | 60 | 170 | 180
1978 | 60 | 170 | 180
1979 | 60 | 170 | 180
1980 | 60 | 170 | 180
1981 | 60 | 170 | 180
1982 | 60 | 170 | 180
1983 | 60 | 170 | 180
1984 | 60 | 170 | 180
1985 | 60 | 170 | 180
1986 | 60 | 170 | 180
1987 | 60 | 170 | 180
1988 | 60 | 170 | 180
1989 | 60 | 170 | 180
1990 | 60 | 170 | 180
1991 | 60 | 170 | 180
1992 | 60 | 170 | 180
1993 | 60 | 170 | 180
1994 | 60 | 170 | 180
1995 | 60 | 170 | 180
1996 | 60 | 170 | 180
1997 | 60 | 170 | 180
1998 | 60 | 170 | 180
1999 | 60 | 170 | 180
2000 | 60 | 170 | 180
2001 | 60 | 170 | 180
2002 | 60 | 170 | 180
2003 | 60 | 170 | 180
2004 | 60 | 170 | 180
2005 | 60 | 170 | 180
2006 | 60 | 170 | 180
2007 | 60 | 170 | 180
2008 | 60 | 170 | 180
2009 | 60 | 170 | 180
2010 | 60 | 170 | 180
2011 | 60 | 170 | 180
2012 | 60 | 170 | 180
2013 | 60 | 170 | 180
2014 | 60 | 170 | 180
2015 | 60 | 170 | 180
2016 | 60 | 170 | 180
2017 | 60 | 170 | 180
2018 | 60 | 170 | 180
2019 | 60 | 170 | 180
2020 | 60 | 170 | 180
2021 | 60 | 170 | 180
2022 | 60 | 170 | 180
2023 | 60 | 170 | 180
2024 | 60 | 170 | 180
2025 | 60 | 170 | 180
2026 | 60 | 170 | 180
2027 | 60 | 170 | 180
2028 | 60 | 170 | 180
2029 | 60 | 170 | 180
2030 | 60 | 170 | 180
2031 | 60 | 170 | 180
2032 | 60 | 170 | 180
2033 | 60 | 170 | 180
2034 | 60 | 170 | 180
2035 | 60 | 170 | 180
2036 | 60 | 170 | 180
2037 | 60 | 170 | 180
2038 | 60 | 170 | 180
2039 | 60 | 170 | 180
2040 | 60 | 170 | 180
2041 | 60 | 170 | 180
2042 | 60 | 170 | 180
2043 | 60 | 170 | 180
2044 | 60 | 170 | 180
2045 | 60 | 170 | 180
2046 | 60 | 170 | 180
2047 | 60 | 170 | 180
2048 | 60 | 170 | 180
2049 | 60 | 170 | 180
2050 | 60 | 170 | 180
2051 | 60 | 170 | 180
2052 | 60 | 170 | 180
2053 | 60 | 170 | 180
2054 | 60 | 170 | 180
2055 | 60 | 170 | 180
2056 | 60 | 170 | 180
2057 | 60 | 170 | 180
2058 | 60 | 170 | 180
2059 | 60 | 170 | 180
2060 | 60 | 170 | 180
2061 | 60 | 170 | 180
2062 | 60 | 170 | 180
2063 | 60 | 170 | 180
2064 | 60 | 170 | 180
2065 | 60 | 170 | 180
2066 | 60 | 170 | 180
2067 | 60 | 170 | 180
2068 | 60 | 170 | 180
2069 | 60 | 170 | 180
2070 | 60 | 170 | 180
2071 | 60 | 170 | 180
2072 | 60 | 170 | 180
2073 | 60 | 170 | 180
2074 | 60 | 170 | 180
2075 | 60 | 170 | 180
2076 | 60 | 170 | 180
2077 | 60 | 170 | 180
2078 | 60 | 170 | 180
2079 | 60 | 170 | 180
2080 | 60 | 170 | 180
2081 | 60 | 170 | 180
2082 | 60 | 170 | 180
2083 | 60 | 170 | 180
2084 | 60 | 170 | 180
2085 | 60 | 170 | 180
2086 | 60 | 170 | 180
2087 | 60 | 170 | 180
2088 | 60 | 170 | 180
2089 | 60 | 170 | 180
2090 | 60 | 170 | 180
2091 | 60 | 170 | 180
2092 | 60 | 170 | 180
2093 | 60 | 170 | 180
2094 | 60 | 170 | 180
2095 | 60 | 170 | 180
2096 | 60 | 170 | 180
2097 | 60 | 170 | 180
2098 | 60 | 170 | 180
2099 | 60 | 170 | 180
2100 | 60 | 170 | 180
2101 | 60 | 170 | 180
2102 | 60 | 170 | 180
2103 | 60 | 170 | 180
2104 | 60 | 170 | 180
2105 | 60 | 170 | 180
2106 | 60 | 170 | 180
2107 | 60 | 170 | 180
2108 | 60 | 170 | 180
2109 | 60 | 170 | 180
2110 | 60 | 170 | 180
2111 | 60 | 170 | 180
2112 | 60 | 170 | 180
2113 | 60 | 170 | 180
2114 | 60 | 170 | 180
2115 | 60 | 170 | 180
2116 | 60 | 170 | 180
2117 | 60 | 170 | 180
2118 | 60 | 170 | 180
2119 | 60 | 170 | 180
2120 | 60 | 170 | 180
2121 | 60 | 170 | 180
2122 | 60 | 170 | 180
2123 | 60 | 170 | 180
2124 | 60 | 170 | 180
2125 | 60 | 170 | 180
2126 | 60 | 170 | 180
2127 | 60 | 170 | 180
2128 | 60 | 170 | 180
2129 | 60 | 170 | 180
2130 | 60 | 170 | 180
2131 | 60 | 170 | 180
2132 | 60 | 170 | 180
2133 | 60 | 170 | 180
2134 | 60 | 170 | 180
2135 | 60 | 170 | 180
2136 | 60 | 170 | 180
2137 | 60 | 170 | 180
2138 | 60 | 170 | 180
2139 | 60 | 170 | 180
2140 | 60 | 170 | 180
2141 | 60 | 170 | 180
2142 | 60 | 170 | 180
2143 | 60 | 170 | 180
2144 | 60 | 170 | 180
2145 | 60 | 170 | 180
2146 | 60 | 170 | 180
2147 | 60 | 170 | 180
2148 | 60 | 170 | 180
2149 | 60 | 170 | 180
2150 | 60 | 170 | 180
2151 | 60 | 170 | 180
2152 | 60 | 170 | 180
2153 | 60 | 170 | 180
2154 | 60 | 170 | 180
2155 | 60 | 170 | 180
2156 | 60 | 170 | 180
2157 | 60 | 170 | 180
2158 | 60 | 170 | 180
2159 | 60 | 170 | 180
2160 | 60 | 170 | 180
2161 | 60 | 170 | 180
2162 | 60 | 170 | 180
2163 | 60 | 170 | 180
2164 | 60 | 170 | 180
2165 | 60 | 170 | 180
2166 | 60 | 170 | 180
2167 | 60 | 170 | 180
2168 | 60 | 170 | 180
2169 | 60 | 170 | 180
2170 | 60 | 170 | 180
2171 | 60 | 170 | 180
2172 | 60 | 170 | 180
2173 | 60 | 170 | 180
2174 | 60 | 170 | 180
2175 | 60 | 170 | 180
2176 | 60 | 170 | 180
2177 | 60 | 170 | 180
2178 | 60 | 170 | 180
2179 | 60 | 170 | 180
2180 | 60 | 170 | 180
2181 | 60 | 170 | 180
2182 | 60 | 170 | 180
2183 | 60 | 170 | 180
2184 | 60 | 170 | 180
2185 | 60 | 170 | 180
2186 | 60 | 170 | 180
2187 | 60 | 170 | 180
2188 | 60 | 170 | 180
2189 | 60 | 170 | 180
2190 | 60 | 170 | 180
2191 | 60 | 170 | 180
2192 | 60 | 170 | 180
2193 | 60 | 170 | 180
2194 | 60 | 170 | 180
2195 | 60 | 170 | 180
2196 | 60 | 170 | 180
2197 | 60 | 170 | 180
2198 | 60 | 170 | 180
2199 | 60 | 170 | 180
2200 | 60 | 170 | 180
2201 | 60 | 170 | 180
2202 | 60 | 170 | 180
2203 | 60 | 170 | 180
2204 | 60 | 170 | 180
2205 | 60 | 170 | 180
2206 | 60 | 170 | 180
2207 | 60 | 170 | 180
2208 | 60 | 170 | 180
2209 | 60 | 170 | 180
2210 | 60 | 170 | 180
2211 | 60 | 170 | 180
2212 | 60 | 170 | 180
2213 | 60 | 170 | 180
2214 | 60 | 170 | 180
2215 | 60 | 170 | 180
2216 | 60 | 170 | 180
2217 | 60 | 170 | 180
2218 | 60 | 170 | 180
2219 | 60 | 170 | 180
2220 | 60 | 170 | 180
2221 | 60 | 170 | 180
2222 | 60 | 170 | 180
2223 | 60 | 170 | 180
2224 | 60 | 170 | 180
2225 | 60 | 170 | 180
2226 | 60 | 170 | 180
2227 | 60 | 170 | 180
2228 | 60 | 170 | 180
2229 | 60 | 170 | 180
2230 | 60 | 170 | 180
2231 | 60 | 170 | 180
2232 | 60 | 170 | 180
2233 | 60 | 170 | 180
2234 | 60 | 170 | 180
2235 | 60 | 170 | 180
2236 | 60 | 170 | 180
2237 | 60 | 170 | 180
2238 | 60 | 170 | 180
2239 | 60 | 170 | 180
2240 | 60 | 170 | 180
2241 | 60 | 170 | 180
2242 | 60 | 170 | 180
2243 | 60 | 170 | 180
2244 | 60 | 170 | 180
2245 | 60 | 170 | 180
2246 | 60 | 170 | 180
2247 | 60 | 170 | 180
2248 | 60 | 170 | 180
2249 | 60 | 170 | 180
2250 | 60 | 170 | 180
2251 | 60 | 170 | 180
2252 | 60 | 170 | 180
2253 | 60 | 170 | 180
2254 | 60 | 170 | 180
2255 | 60 | 170 | 180
2256 | 60 | 170 | 180
2257 | 60 | 170 | 180
2258 | 60 | 170 | 180
2259 | 60 | 170 | 180
2260 | 60 | 170 | 180
2261 | 60 | 170 | 180
2262 | 60 | 170 | 180
2263 | 60 | 170 | 180
2264 | 60 | 170 | 180
2265 | 60 | 170 | 180
2266 | 60 | 170 | 180
2267 | 60 | 170 | 180
2268 | 60 | 170 | 180
2269 | 60 | 170 | 180
2270 | 60 | 170 | 180
2271 | 60 | 170 | 180
2272 | 60 | 170 | 180
2273 | 60 | 170 | 180
2274 | 60 | 170 | 180
2275 | 60 | 170 | 180
2276 | 60 | 170 | 180
2277 | 60 | 170 | 180
2278 | 60 | 170 | 180
2279 | 60 | 170 | 180
2280 | 60 | 170 | 180
2281 | 60 | 170 | 180
2282 | 60 | 170 | 180
2283 | 60 | 170 | 180
2284 | 60 | 170 | 180
2285 | 60 | 170 | 180
2286 | 60 | 170 | 180
2287 | 60 | 170 | 180
2288 | 60 | 170 | 180
2289 | 60 | 170 | 180
2290 | 60 | 170 | 180
2291 | 60 | 170 | 180
2292 | 60 | 170 | 180
2293 | 60 | 170 | 180
2294 | 60 | 170 | 180
2295 | 60 | 170 | 180
2296 | 60 | 170 | 180
2297 | 60 | 170 | 180
2298 | 60 | 170 | 180
2299 | 60 | 170 | 180
2300 | 60 | 170 | 180
2301 | 60 | 170 | 180
2302 | 60 | 170 | 180
2303 | 60 | 170 | 180
2304 | 60 | 170 | 180
2305 | 60 | 170 | 180
2306 | 60 | 170 | 180
2307 | 60 | 170 | 180
2308 | 60 | 170 | 180
2309 | 60 | 170 | 180
2310 | 60 | 170 | 180
2311 | 60 | 170 | 180
2312 | 60 | 170 | 180
2313 | 60 | 170 | 180
2314 | 60 | 170 | 180
2315 | 60 | 170 | 180
2316 | 60 | 170 | 180
2317 | 60 | 170 | 180
2318 | 60 | 170 | 180
2319 | 60 | 170 | 180
2320 | 60 | 170 | 180
2321 | 60 | 170 | 180
2322 | 60 | 170 | 180
2323 | 60 | 170 | 180
2324 | 60 | 170 | 180
2325 | 60 | 170 | 180
2326 | 60 | 170 | 180
2327 | 60 | 170 | 180
2328 | 60 | 170 | 180
2329 | 60 | 170 | 180
2330 | 60 | 170 | 180
2331 | 60 | 170 | 180
2332 | 60 | 170 | 180
2333 | 60 | 170 | 180
2334 | 60 | 170 | 180
2335 | 60 | 170 | 180
2336 | 60 | 170 | 180
2337 | 60 | 170 | 180
2338 | 60 | 170 | 180
2339 | 60 | 170 | 180
2340 | 60 | 170 | 180
2341 | 60 | 170 | 180
2342 | 60 | 170 | 180
2343 | 60 | 170 | 180
2344 | 60 | 170 | 180
2345 | 60 | 170 | 180
2346 | 60 | 170 | 180
2347 | 60 | 170 | 180
2348 | 60 | 170 | 180
2349 | 60 | 170 | 180
2350 | 60 | 170 | 180
2351 | 60 | 170 | 180
2352 | 60 | 170 | 180
2353 | 60 | 170 | 180
2354 | 60 | 170 | 180
2355 | 60 | 170 | 180
2356 | 60 | 170 | 180
2357 | 60 | 170 | 180
2358 | 60 | 170 | 180
2359 | 60 | 170 | 180
2360 | 60 | 170 | 180
2361 | 60 | 170 | 180
2362 | 60 | 170 | 180
2363 | 60 | 170 | 180
2364 | 60 | 170 | 180
2365 | 60 | 170 | 180
2366 | 60 | 170 | 180
2367 | 60 | 170 | 180
2368 | 60 | 170 | 180
2369 | 60 | 170 | 180
2370 | 60 | 170 | 180
2371 | 60 | 170 | 180
2372 | 60 | 170 | 180
2373 | 60 | 170 | 180
2374 | 60 | 170 | 180
2375 | 60 | 170 | 180
2376 | 60 | 170 | 180
2377 | 60 | 170 | 180
2378 | 60 | 170 | 180
2379 | 60 | 170 | 180
2380 | 60 | 170 | 180
2381 | 60 | 170 | 180
2382 | 60 | 170 | 180
2383 | 60 | 170 | 180
2384 | 60 | 170 | 180
2385 | 60 | 170 | 180
2386 | 60 | 170 | 180
2387 | 60 | 170 | 180
2388 | 60 | 170 | 180
2389 | 60 | 170 | 180
2390 | 60 | 170 | 180
2391 | 60 | 170 | 180
2392 | 60 | 170 | 180
2393 | 60 | 170 | 180
2394 | 60 | 170 | 180
2395 | 60 | 170 | 180
2396 | 60 | 170 | 180
2397 | 60 | 170 | 180
2398 | 60 | 170 | 180
2399 | 60 | 170 | 180
2400 | 60 | 170 | 180
2401 | 60 | 170 | 180
2402 | 60 | 170 | 180
2403 | 60 | 170 | 180
2404 | 60 | 170 | 180
2405 | 60 | 170 | 180
2406 | 60 | 170 | 180
2407 | 60 | 170 | 180
2408 | 60 | 170 | 180
2409 | 60 | 170 | 180
2410 | 60 | 170 | 180
2411 | 60 | 170 | 180
2412 | 60 | 170 | 180
2413 | 60 | 170 | 180
2414 | 60 | 170 | 180
2415 | 60 | 170 | 180
2416 | 60 | 170 | 180
2417 | 60 | 170 | 180
2418 | 60 | 170 | 180
2419 | 60 | 170 | 180
2420 | 60 | 170 | 180
2421 | 60 | 170 | 180
2422 | 60 | 170 | 180
2423 | 60 | 170 | 180
2424 | 60 | 170 | 180
2425 | 60 | 170 | 180
2426 | 60 | 170 | 180
2427 | 60 | 170 | 180
2428 | 60 | 170 | 180
2429 | 60 | 170 | 180
2430 | 60 | 170 | 180
2431 | 60 | 170 | 180
2432 | 60 | 170 | 180
2433 | 60 | 170 | 180
2434 | 60 | 170 | 180
2435 | 60 | 170 | 180
2436 | 60 | 170 | 180
2437 | 60 | 170 | 180
2438 | 60 | 170 | 180
2439 | 60 | 170 | 180
2440 | 60 | 170 | 180
2441 | 60 | 170 | 180
2442 | 60 | 170 | 180
2443 | 60 | 170 | 180
2444 | 60 | 170 | 180
2445 | 60 | 170 | 180
2446 | 60 | 170 | 180
2447 | 60 | 170 | 180
2448 | 60 | 170 | 180
2449 | 60 | 170 | 180
2450 | 60 | 170 | 180
2451 | 60 | 170 | 180
2452 | 60 | 170 | 180
2453 | 60 | 170 | 180
2454 | 60 | 170 | 180
2455 | 60 | 170 | 180
2456 | 60 | 170 | 180
2457 | 60 | 170 | 180
2458 | 60 | 170 | 180
2459 | 60 | 170 | 180
2460 | 60 | 170 | 180
2461 | 60 | 170 | 180
2462 | 60 | 170 | 180
2463 | 60 | 170 | 180
2464 | 60 | 170 | 180
2465 | 60 | 170 | 180
2466 | 60 | 170 | 180
2467 | 60 | 170 | 180
2468 | 60 | 170 | 180
2469 | 60 | 170 | 180
2470 | 60 | 170 | 180
2471 | 60 | 170 | 180
2472 | 60 | 170 | 180
2473 | 60 | 170 | 180
2474 | 60 | 170 | 180
2475 | 60 | 170 | 180
2476 | 60 | 170 | 180
2477 | 60 | 170 | 180
2478 | 60 | 170 | 180
2479 | 60 | 170 | 180
2480 | 60 | 170 | 180
2481 | 60 | 170 | 180
2482 | 60 | 170 | 180
2483 | 60 | 170 | 180
2484 | 60 | 170 | 180
2485 | 60 | 170 | 180
2486 | 60 | 170 | 180
2487 | 60 | 170 | 180
2488 | 60 | 170 | 180
2489 | 60 | 170 | 180
2490 | 60 | 170 | 180
2491 | 60 | 170 | 180
2492 | 60 | 170 | 180
2493 | 60 | 170 | 180
2494 | 60 | 170 | 180
2495 | 60 | 170 | 180
2496 | 60 | 170 | 180
2497 | 60 | 170 | 180
2498 | 60 | 170 | 180
2499 | 60 | 170 | 180
2500 | 60 | 170 | 180
2501 | 60 | 170 | 180
2502 | 60 | 170 | 180
2503 | 60 | 170 | 180
2504 | 60 | 170 | 180
2505 | 60 | 170 | 180
2506 | 60 | 170 | 180
2507 | 60 | 170 | 180
2508 | 60 | 170 | 180
2509 | 60 | 170 | 180
2510 | 60 | 170 | 180
2511 | 60 | 170 | 180
2512 | 60 | 170 | 180
2513 | 60 | 170 | 180
2514 | 60 | 170 | 180
2515 | 60 | 170 | 180
2516 | 60 | 170 | 180
2517 | 60 | 170 | 180
2518 | 60 | 170 | 180
2519 | 60 | 170 | 180
2520 | 60 | 170 | 180
2521 | 60 | 170 | 180
2522 | 60 | 170 | 180
2523 | 60 | 170 | 180
2524 | 60 | 170 | 180
2525 | 60 | 170 | 180
2526 | 60 | 170 | 180
2527 | 60 | 170 | 180
2528 | 60 | 170 | 180
2529 | 60 | 170 | 180
2530 | 60 | 170 | 180
2531 | 60 | 170 | 180
2532 | 60 | 170 | 180
2533 | 60 | 170 | 180
2534 | 60 | 170 | 180
2535 | 60 | 170 | 180
2536 | 60 | 170 | 180
2537 | 60 | 170 | 180
2538 | 60 | 170 | 180
2539 | 60 | 170 | 180
2540 | 60 | 170 | 180
2541 | 60 | 170 | 180
2542 | 60 | 170 | 180
2543 | 60 | 170 | 180
2544 | 60 | 170 | 180
2545 | 60 | 170 | 180
2546 | 60 | 170 | 180
2547 | 60 | 170 | 180
2548 | 60 | 170 | 180
2549 | 60 | 170 | 180
2550 | 60 | 170 | 180
2551 | 60 | 170 | 180
2552 | 60 | 170 | 180
2553 | 60 | 170 | 180
2554 | 60 | 170 | 180
2555 | 60 | 170 | 180
2556 | 60 | 170 | 180
2557 | 60 | 170 | 180
2558 | 60 | 170 | 180
2559 | 60 | 170 | 180
2560 | 60 | 170 | 180
2561 | 60 | 170 | 180
2562 | 60 | 170 | 180
2563 | 60 | 170 | 180
2564 | 60 | 170 | 180
2565 | 60 | 170 | 180
2566 | 60 | 170 | 180
2567 | 60 | 170 | 180
2568 | 60 | 170 | 180
2569 | 60 | 170 | 180
2570 | 60 | 170 | 180
2571 | 60 | 170 | 180
2572 | 60 | 170 | 180
2573 | 60 | 170 | 180
2574 | 60 | 170 | 180
2575 | 60 | 170 | 180
2576 | 60 | 170 | 180
2577 | 60 | 170 | 180
2578 | 60 | 170 | 180
2579 | 60 | 170 | 180
2580 | 60 | 170 | 180
2581 | 60 | 170 | 180
2582 | 60 | 170 | 180
2583 | 60 | 170 | 180
2584 | 60 | 170 | 180
2585 | 60 | 170 | 180
2586 | 60 | 170 | 180
2587 | 60 | 170 | 180
2588 | 60 | 170 | 180
2589 | 60 | 170 | 180
2590 | 60 | 170 | 180
2591 | 60 | 170 | 180
2592 | 60 | 170 | 180
2593 | 60 | 170 | 180
2594 | 60 | 170 | 180
2595 | 60 | 170 | 180
2596 | 60 | 170 | 180
2597 | 60 | 170 | 180
2598 | 60 | 170 | 180
2599 | 60 | 170 | 180
2600 | 60 | 170 | 180
2601 | 60 | 170 | 180
2602 | 60 | 170 | 180
2603 | 60 | 170 | 180
2604 | 60 | 170 | 180
2605 | 60 | 170 | 180
2606 | 60 | 170 | 180
2607 | 60 | 170 | 180
2608 | 60 | 170 | 180
2609 | 60 | 170 | 180
2610 | 60 | 170 | 180
2611 | 60 | 170 | 180
2612 | 60 | 170 | 180
2613 | 60 | 170 | 180
2614 | 60 | 170 | 180
2615 | 60 | 170 | 180
2616 | 60 | 170 | 180
2617 | 60 | 170 | 180
2618 | 60 | 170 | 180
2619 | 60 | 170 | 180
2620 | 60 | 170 | 180
2621 | 60 | 170 | 180
2622 | 60 | 170 | 180
2623 | 60 | 170 | 180
2624 | 60 | 170 | 180
2625 | 60 | 170 | 180
2626 | 60 | 170 | 180
2627 | 60 | 170 | 180
2628 | 60 | 170 | 180
2629 | 60 | 170 | 180
2630 | 60 | 170 | 180
2631 | 60 | 170 | 180
2632 | 60 | 170 | 180
2633 | 60 | 170 | 180
2634 | 60 | 170 | 180
2635 | 60 | 170 | 180
2636 | 60 | 170 | 180
2637 | 60 | 170 | 180
2638 | 60 | 170 | 180
2639 | 60 | 170 | 180
2640 | 60 | 170 | 180
2641 | 60 | 170 | 180
2642 | 60 | 170 | 180
2643 | 60 | 170 | 180
2644 | 60 | 170 | 180
2645 | 60 | 170 | 180
2646 | 60 | 170 | 180
2647 | 60 | 170 | 180
2648 | 60 | 170 | 180
2649 | 60 | 170 | 180
2650 | 60 | 170 | 180
2651 | 60 | 170 | 180
2652 | 60 | 170 | 180
2653 | 60 | 170 | 180
2654 | 60 | 170 | 180
2655 | 60 | 170 | 180
2656 | 60 | 170 | 180
2657 | 60 | 170 | 180
2658 | 60 | 170 | 180
2659 | 60 | 170 | 180
2660 | 60 | 170 | 180
2661 | 60 | 170 | 180
2662 | 60 | 170 | 180
2663 | 60 | 170 | 180
2664 | 60 | 170 | 180
2665 | 60 | 170 | 180
2666 | 60 | 170 | 180
2667 | 60 | 170 | 180
2668 | 60 | 170 | 180
2669 | 60 | 170 | 180
2670 | 60 | 170 | 180
2671 | 60 | 170 | 180
2672 | 60 | 170 | 180
2673 | 60 | 170 | 180
2674 | 60 | 170 | 180
2675 | 60 | 170 | 180
2676 | 60 | 170 | 180
2677 | 60 | 170 | 180
2678 | 60 | 170 | 180
2679 | 60 | 170 | 180
2680 | 60 | 170 | 180
2681 | 60 | 170 | 180
2682 | 60 | 170 | 180
2683 | 60 | 170 | 180
2684 | 60 | 170 | 180
2685 | 60 | 170 | 180
2686 | 60 | 170 | 180
2687 | 60 | 170 | 180
2688 | 60 | 170 | 180
2689 | 60 | 170 | 180
2690 | 60 | 170 | 180
2691 | 60 | 170 | 180
2692 | 60 | 170 | 180
2693 | 60 | 170 | 180
2694 | 60 | 170 | 180
2695 | 60 | 170 | 180
2696 | 60 | 170 | 180
2697 | 60 | 170 | 180
2698 | 60 | 170 | 180
2699 | 60 | 170 | 180
2700 | 60 | 170 | 180
2701 | 60 | 170 | 180
2702 | 60 | 170 | 180
2703 | 60 | 170 | 180
2704 | 60 | 170 | 180
2705 | 60 | 170 | 180
2706 | 60 | 170 | 180
2707 | 60 | 170 | 180
2708 | 60 | 170 | 180
2709 | 60 | 170 | 180
2710 | 60 | 170 | 180
2711 | 60 | 170 | 180
2712 | 60 | 170 | 180
2713 | 60 | 170 | 180
2714 | 60 | 170 | 180
2715 | 60 | 170 | 180
2716 | 60 | 170 | 180
2717 | 60 | 170 | 180
2718 | 60 | 170 | 180
2719 | 60 | 170 | 180
2720 | 60 | 170 | 180
2721 | 60 | 170 | 180
2722 | 60 | 170 | 180
2723 | 60 | 170 | 180
2724 | 60 | 170 | 180
2725 | 60 | 170 | 180
2726 | 60 | 170 | 180
2727 | 60 | 170 | 180
2728 | 60 | 170 | 180
2729 | 60 | 170 | 180
2730 | 60 | 170 | 180
2731 | 60 | 170 | 180
2732 | 60 | 170 | 180
2733 | 60 | 170 | 180
2734 | 60 | 170 | 180
2735 | 60 | 170 | 180
2736 | 60 | 170 | 180
2737 | 60 | 170 | 180
2738 | 60 | 170 | 180
2739 | 60 | 170 | 180
2740 | 60 | 170 | 180
2741 | 60 | 170 | 180
2742 | 60 | 170 | 180
2743 | 60 | 170 | 180
2744 | 60 | 170 | 180
2745 | 60 | 170 | 180
2746 | 60 | 170 | 180
2747 | 60 | 170 | 180
2748 | 60 | 170 | 180
2749 | 60 | 170 | 180
2750 | 60 | 170 | 180
2751 | 60 | 170 | 180
2752 | 60 | 170 | 180
2753 | 60 | 170 | 180
2754 | 60 | 170 | 180
2755 | 60 | 170 | 180
2756 | 60 | 170 | 180
2757 | 60 | 170 | 180
2758 | 60 | 170 | 180
2759 | 60 | 170 | 180
2760 | 60 | 170 | 180
2761 | 60 | 170 | 180
2762 | 60 | 170 | 180
2763 | 60 | 170 | 180
2764 | 60 | 170 | 180
2765 | 60 | 170 | 180
2766 | 60 | 170 | 180
2767 | 60 | 170 | 180
2768 | 60 | 170 | 180
2769 | 60 | 170 | 180
2770 | 60 | 170 | 180
2771 | 60 | 170 | 180
2772 | 60 | 170 | 180
2773 | 60 | 170 | 180
2774 | 60 | 170 | 180
2775 | 60 | 170 | 180
2776 | 60 | 170 | 180
2777 | 60 | 170 | 180
2778 | 60 | 170 | 180
2779 | 60 | 170 | 180
2780 | 60 | 170 | 180
2781 | 60 | 170 | 180
2782 | 60 | 170 | 180
2783 | 60 | 170 | 180
2784 | 60 | 170 | 180
2785 | 60 | 170 | 180
2786 | 60 | 170 | 180
2787 | 60 | 170 | 180
2788 | 60 | 170 | 180
2789 | 60 | 170 | 180
2790 | 60 | 170 | 180
2791 | 60 | 170 | 180
2792 | 60 | 170 | 180
2793 | 60 | 170 | 180
2794 | 60 | 170 | 180
2795 | 60 | 170 | 180
2796 | 60 | 170 | 180
2797 | 60 | 170 | 180
2798 | 60 | 170 | 180
2799 | 60 | 170 | 180
2800 | 60 | 170 | 180
2801 | 60 | 170 | 180
2802 | 60 | 170 | 180
2803 | 60 | 170 | 180
2804 | 60 | 170 | 180
2805 | 60 | 170 | 180
2806 | 60 | 170 | 180
2807 | 60 | 170 | 180
2808 | 60 | 170 | 180
2809 | 60 | 170 | 180
2810 | 60 | 170 | 180
2811 | 60 | 170 | 180
2812 | 60 | 170 | 180
2813 | 60 | 170 | 180
2814 | 60 | 170 | 180
2815 | 60 | 170 | 180
2816 | 60 | 170 | 180
2817 | 60 | 170 | 180
2818 | 60 | 170 | 180
2819 | 60 | 170 | 180
2820 | 60 | 170 | 180
2821 | 60 | 170 | 180
2822 | 60 | 170 | 180
2823 | 60 | 170 | 180
2824 | 60 | 170 | 180
2825 | 60 | 170 | 180
2826 | 60 | 170 | 180
2827 | 60 | 170 | 180
2828 | 60 | 170 | 180
2829 | 60 | 170 | 180
2830 | 60 | 170 | 180
2831 | 60 | 170 | 180
2832 | 60 | 170 | 180
2833 | 60 | 170 | 180
2834 | 60 | 170 | 180
2835 | 60 | 170 | 180
2836 | 60 | 170 | 180
2837 | 60 | 170 | 180
2838 | 60 | 170 | 180
2839 | 60 | 170 | 180
2840 | 60 | 170 | 180
2841 | 60 | 170 | 180
2842 | 60 | 170 | 180
2843 | 60 | 170 | 180
2844 | 60 | 170 | 180
2845 | 60 | 170 | 180
2846 | 60 | 170 | 180
2847 | 60 | 170 | 180
2848 | 60 | 170 | 180
2849 | 60 | 170 | 180
2850 | 60 | 170 | 180
2851 | 60 | 170 | 180
2852 | 60 | 170 | 180
2853 | 60 | 170 | 180
2854 | 60 | 170 | 180
2855 | 60 | 170 | 180
2856 | 60 | 170 | 180
2857 | 60 | 170 | 180
2858 | 60 | 170 | 180
2859 | 60 | 170 | 180
2860 | 60 | 170 | 180
2861 | 60 | 170 | 180
2862 | 60 | 170 | 180
2863 | 60 | 170 | 180
2864 | 60 | 170 | 180
2865 | 60 | 170 | 180
2866 | 60 | 170 | 180
2867 | 60 | 170 | 180
2868 | 60 | 170 | 180
2869 | 60 | 170 | 180
2870 | 60 | 170 | 180
2871 | 60 | 170 | 180
2872 | 60 | 170 | 180
2873 | 60 | 170 | 180
2874 | 60 | 170 | 180
2875 | 60 | 170 | 180
2876 | 60 | 170 | 180
2877 | 60 | 170 | 180
2878 | 60 | 170 | 180
2879 | 60 | 170 | 180
2880 | 60 | 170 | 180
2881 | 60 | 170 | 180
2882 | 60 | 170 | 180
2883 | 60 | 170 | 180
2884 | 60 | 170 | 180
2885 | 60 | 170 | 180
2886 | 60 | 170 | 180
2887 | 60 | 170 | 180
2888 | 60 | 170 | 180
2889 | 60 | 170 | 180
2890 | 60 | 170 | 180
2891 | 60 | 170 | 180
2892 | 60 | 170 | 180
2893 | 60 | 170 | 180
2894 | 60 | 170 | 180
2895 | 60 | 170 | 180
2896 | 60 | 170 | 180
2897 | 60 | 170 | 180
2898 | 60 | 170 | 180
2899 | 60 | 170 | 180
2900 | 60 | 170 | 180
2901 | 60 | 170 | 180
2902 | 60 | 170 | 180
2903 | 60 | 170 | 180
2904 | 60 | 170 | 180
2905 | 60 | 170 | 180
2906 | 60 | 170 | 180
2907 | 60 | 170 | 180
2908 | 60 | 170 | 180
2909 | 60 | 170 | 180
2910 | 60 | 170 | 180
2911 | 60 | 170 | 180
2912 | 60 | 170 | 180
2913 | 60 | 170 | 180
2914 | 60 | 170 | 180
2915 | 60 | 170 | 180
2916 | 60 | 170 | 180
2917 | 60 | 170 | 180
2918 | 60 | 170 | 180
2919 | 60 | 170 | 180
2920 | 60 | 170 | 180
2921 | 60 | 170 | 180
2922 | 60 | 170 | 180
2923 | 60 | 170 | 180
2924 | 60 | 170 | 180
2925 | 60 | 170 | 180
2926 | 60 | 170 | 180
2927 | 60 | 170 | 180
2928 | 60 | 170 | 180
2929 | 60 | 170 | 180
2930 | 60 | 170 | 180
2931 | 60 | 170 | 180
2932 | 60 | 170 | 180
2933 | 60 | 170 | 180
2934 | 60 | 170 | 180
2935 | 60 | 170 | 180
2936 | 60 | 170 | 180
2937 | 60 | 170 | 180
2938 | 60 | 170 | 180
2939 | 60 | 170 | 180
2940 | 60 | 170 | 180
2941 | 60 | 170 | 180
2942 | 60 | 170 | 180
2943 | 60 | 170 | 180
2944 | 60 | 170 | 180
2945 | 60 | 170 | 180
2946 | 60 | 170 | 180
2947 | 60 | 170 | 180
2948 | 60 | 170 | 180
2949 | 60 | 170 | 180
2950 | 60 | 170 | 180
2951 | 60 | 170 | 180
2952 | 60 | 170 | 180
2953 | 60 | 170 | 180
2954 | 60 | 170 | 180
2955 | 60 | 170 | 180
2956 | 60 | 170 | 180
2957 | 60 | 170 | 180
2958 | 60 | 170 | 180
2959 | 60 | 170 | 180
2960 | 60 | 170 | 180
2961 | 60 | 170 | 180
2962 | 60 | 170 | 180
2963 | 60 | 170 | 180
2964 | 60 | 170 | 180
2965 | 60 | 170 | 180
2966 | 60 | 170 | 180
2967 | 60 | 170 | 180
2968 | 60 | 170 | 180
2969 | 60 | 170 | 180
2970 | 60 | 170 | 180
2971 | 60 | 170 | 180
2972 | 60 | 170 | 180
2973 | 60 | 170 | 180
2974 | 60 | 170 | 180
2975 | 60 | 170 | 180
2976 | 60 | 170 | 180
2977 | 60 | 170 | 180
2978 | 60 | 170 | 180
2979 | 60 | 170 | 180
2980 | 60 | 170 | 180
2981 | 60 | 170 | 180
2982 | 60 | 170 | 180
2983 | 60 | 170 | 180
2984 | 60 | 170 | 180
2985 | 60 | 170 | 180
2986 | 60 | 170 | 180
2987 | 60 | 170 | 180
2988 | 60 | 170 | 180
2989 | 60 | 170 | 180
2990 | 60 | 170 | 180
2991 | 60 | 170 | 180
2992 | 60 | 170 | 180
2993 | 60 | 170 | 180
2994 | 60 | 170 | 180
2995 | 60 | 170 | 180
2996 | 60 | 170 | 180
2997 | 60 | 170 | 180
2998 | 60 | 170 | 180
2999 | 60 | 170 | 180
3000 | 60 | 170 | 180
3001 | 60 | 170 | 180
3002 | 60 | 170 | 180
3003 | 60 | 170 | 180
3004 | 60 | 170 | 180
3005 | 60 | 170 | 180
3006 | 60 | 170 | 180
3007 | 60 | 170 | 180
3008 | 60 | 170 | 180
3009 | 60 | 170 | 180
3010 | 60 | 170 | 180
3011 | 60 | 170 | 180
3012 | 60 | 170 | 180
3013 | 60 | 170 | 180
3014 | 60 | 170 | 180
3015 | 60 | 170 | 180
3016 | 60 | 170 | 180
3017 | 60 | 170 | 180
3018 | 60 | 170 | 180
3019 | 60 | 170 | 180
3020 | 60 | 170 | 180
3021 | 60 | 170 | 180
3022 | 60 | 170 | 180
3023 | 60 | 170 | 180
3024 | 60 | 170 | 180
3025 | 60 | 170 | 180
3026 | 60 | 170 | 180
3027 | 60 | 170 | 180
3028 | 60 | 170 | 180
3029 | 60 | 170 | 180
3030 | 60 | 170 | 180
3031 | 60 | 170 | 180
3032 | 60 | 170 | 180
3033 | 60 | 170 | 180
3034 | 60 | 170 | 180
3035 | 60 | 170 | 180
3036 | 60 | 170 | 180
3037 | 60 | 170 | 180
3038 | 60 | 170 | 180
3039 | 60 | 170 | 180
3040 | 60 | 170 | 180
3041 | 60 | 170 | 180
3042 | 60 | 170 | 180
3043 | 60 | 170 | 180
3044 | 60 | 170 | 180
3045 | 60 | 170 | 180
3046 | 60 | 170 | 180
3047 | 60 | 170 | 180
3048 | 60 | 170 | 180
3049 | 60 | 170 | 180
3050 | 60 | 170 | 180
3051 | 60 | 170 | 180
3052 | 60 | 170 | 180
3053 | 60 | 170 | 180
3054 | 60 | 170 | 180
3055 | 60 | 170 | 180
3056 | 60 | 170 | 180
3057 | 60 | 170 | 180
3058 | 60 | 170 | 180
3059 | 60 | 170 | 180
3060 | 60 | 170 | 180
3061 | 60 | 170 | 180
3062 | 60 | 170 | 180
3063 | 60 | 170 | 180
3064 | 60 | 170 | 180
3065 | 60 | 170 | 180
3066 | 60 | 170 | 180
3067 | 60 | 170 | 180
3068 | 60 | 170 | 180
3069 | 60 | 170 | 180
3070 | 60 | 170 | 180
3071 | 60 | 170 | 180
3072 | 60 | 170 | 180
3073 | 60 | 170 | 180
3074 | 60 | 170 | 180
3075 | 60 | 170 | 180
3076 | 60 | 170 | 180
3077 | 60 | 170 | 180
3078 | 60 | 170 | 180
3079 | 60 | 170 | 180
3080 | 60 | 170 | 180
3081 | 60 | 170 | 180
3082 | 60 | 170 | 180
3083 | 60 | 170 | 180
3084 | 60 | 170 | 180
3085 | 60 | 170 | 180
3086 | 60 | 170 | 180
3087 | 60 | 170 | 180
3088 | 60 | 170 | 180
3089 | 60 | 170 | 180
3090 | 60 | 170 | 180
3091 | 60 | 170 | 180
3092 | 60 | 170 | 180
3093 | 60 | 170 | 180
3094 | 60 | 170 | 180
3095 | 60 | 170 | 180
3096 | 60 | 170 | 180
3097 | 60 | 170 | 180
3098 | 60 | 170 | 180
3099 | 60 | 170 | 180
3100 | 60 | 170 | 180
3101 | 60 | 170 | 180
3102 | 60 | 170 | 180
3103 | 60 | 170 | 180
3104 | 60 | 170 | 180
3105 | 60 | 170 | 180
3106 | 60 | 170 | 180
3107 | 60 | 170 | 180
3108 | 60 | 170 | 180
3109 | 60 | 170 | 180
3110 | 60 | 170 | 180
3111 | 60 | 170 | 180
3112 | 60 | 170 | 180
3113 | 60 | 170 | 180
3114 | 60 | 170 | 180
3115 | 60 | 170 | 180
3116 | 60 | 170 | 180
3117 | 60 | 170 | 180
3118 | 60 | 170 | 180
3119 | 60 | 170 | 180
3120 | 60 | 170 | 180
3121 | 60 | 170 | 180
3122 | 60 | 170 | 180
3123 | 60 | 170 | 180
3124 | 60 | 170 | 180
3125 | 60 | 170 | 180
3126 | 60 | 170 | 180
3127 | 60 | 170 | 180
3128 | 60 | 170 | 180
3129 | 60 | 170 | 180
3130 | 60 | 170 | 180
3131 | 60 | 170 | 180
3132 | 60 | 170 | 180
3133 | 60 | 170 | 180
3134 | 60 | 170 | 180
3135 | 60 | 170 | 180
3136 | 60 | 170 | 180
3137 | 60 | 170 | 180
3138 | 60 | 170 | 180
3139 | 60 | 170 | 180
3140 | 60 | 170 | 180
3141 | 60 | 170 | 180
3142 | 60 | 170 | 180
3143 | 60 | 170 | 180
3144 | 60 | 170 | 180
3145 | 60 | 170 | 180
3146 | 60 | 170 | 180
3147 | 60 | 170 | 180
3148 | 60 | 170 | 180
3149 | 60 | 170 | 180
3150 | 60 | 170 | 180
3151 | 60 | 170 | 180
3152 | 60 | 170 | 180
3153 | 60 | 170 | 180
3154 | 60 | 170 | 180
3155 | 60 | 170 | 180
3156 | 60 | 170 | 180
3157 | 60 | 170 | 180
3158 | 60 | 170 | 180
3159 | 60 | 170 | 180
3160 | 60 | 170 | 180
3161 | 60 | 170 | 180
3162 | 60 | 170 | 180
3163 | 60 | 170 | 180
3164 | 60 | 170 | 180
3165 | 60 | 170 | 180
3166 | 60 | 170 | 180
3167 | 60 | 170 | 180
3168 | 60 | 170 | 180
3169 | 60 | 170 | 180
3170 | 60 | 170 | 180
3171 | 60 | 170 | 180
3172 | 60 | 170 | 180
3173 | 60 | 170 | 180
3174 | 60 | 170 | 180
3175 | 60 | 170 | 180
3176 | 60 | 170 | 180
3177 | 60 | 170 | 180
3178 | 60 | 170 | 180
3179 | 60 | 170 | 180
3180 | 60 | 170 | 180
3181 | 60 | 170 | 180
3182 | 60 | 170 | 180
3183 | 60 | 170 | 180
3184 | 60 | 170 | 180
3185 | 60 | 170 | 180
3186 | 60 | 170 | 180
3187 | 60 | 170 | 180
3188 | 60 | 170 | 180
3189 | 60 | 170 | 180
3190 | 60 | 170 | 180
3191 | 60 | 170 | 180
3192 | 60 | 170 | 180
3193 | 60 | 170 | 180
3194 | 60 | 170 | 180
3195 | 60 | 170 | 180
3196 | 60 | 170 | 180
3197 | 60 | 170 | 180
3198 | 60 | 170 | 180
3199 | 60 | 170 | 180
3200 | 60 | 170 | 180
3201 | 60 | 170 | 180
3202 | 60 | 170 | 180
3203 | 60 | 170 | 180
3204 | 60 | 170 | 180
3205 | 60 | 170 | 180
3206 | 60 | 170 | 180
3207 | 60 | 170 | 180
3208 | 60 | 170 | 180
3209 | 60 | 170 | 180
3210 | 60 | 170 | 180
3211 | 60 | 170 | 180
3212 | 60 | 170 | 180
3213 | 60 | 170 | 180
3214 | 60 | 170 | 180
3215 | 60 | 170 | 180
3216 | 60 | 170 | 180
3217 | 60 | 170 | 180
3218 | 60 | 170 | 180
3219 | 60 | 170 | 180
3220 | 60 | 170 | 180
3221 | 60 | 170 | 180
3222 | 60 | 170 | 180
3223 | 60 | 170 | 180
3224 | 60 | 170 | 180
3225 | 60 | 170 | 180
3226 | 60 | 170 | 180
3227 | 60 | 170 | 180
3228 | 60 | 170 | 180
3229 | 60 | 170 | 180
3230 | 60 | 170 | 180
3231 | 60 | 170 | 180
3232 | 60 | 170 | 180
3233 | 60 | 170 | 180
3234 | 60 | 170 | 180
3235 | 60 | 170 | 180
3236 | 60 | 170 | 180
3237 | 60 | 170 | 180
3238 | 60 | 170 | 180
3239 | 60 | 170 | 180
3240 | 60 | 170 | 180
3241 | 60 | 170 | 180
3242 | 60 | 170 | 180
3243 | 60 | 170 | 180
3244 | 60 | 170 | 180
3245 | 60 | 170 | 180
3246 | 60 | 170 | 180
3247 | 60 | 170 | 180
3248 | 60 | 170 | 180
3249 | 60 | 170 | 180
3250 | 60 | 170 | 180
3251 | 60 | 170 | 180
3252 | 60 | 170 | 180
3253 | 60 | 170 | 180
3254 | 60 | 170 | 180
3255 | 60 | 170 | 180
3256 | 60 | 170 | 180
3257 | 60 | 170 | 180
3258 | 60 | 170 | 180
3259 | 60 | 170 | 180
3260 | 60 | 170 | 180
3261 | 60 | 170 | 180
3262 | 60 | 170 | 180
3263 | 60 | 170 | 180
3264 | 60 | 170 | 180
3265 | 60 | 170 | 180
3266 | 60 | 170 | 180
3267 | 60 | 170 | 180
3268 | 60 | 170 | 180
3269 | 60 | 170 | 180
3270 | 60 | 170 | 180
3271 | 60 | 170 | 180
3272 | 60 | 170 | 180
3273 | 60 | 170 | 180
3274 | 60 | 170 | 180
3275 | 60 | 170 | 180
3276 | 60 | 170 | 180
3277 | 60 | 170 | 180
3278 | 60 | 170 | 180
3279 | 60 | 170 | 180
3280 | 60 | 170 | 180
3281 | 60 | 170 | 180
3282 | 60 | 170 | 180
3283 | 60 | 170 | 180
3284 | 60 | 170 | 180
3285 | 60 | 170 | 180
3286 | 60 | 170 | 180
3287 | 60 | 170 | 180
3288 | 60 | 170 | 180
3289 | 60 | 170 | 180
3290 | 60 | 170 | 180
3291 | 60 | 170 | 180
3292 | 60 | 170 | 180
3293 | 60 | 170 | 180
3294 | 60 | 170 | 180
3295 | 60 | 170 | 180
3296 | 60 | 170 | 180
3297 | 60 | 170 | 180
3298 | 60 | 170 | 180
3299 | 60 | 170 | 180
3300 | 60 | 170 | 180
3301 | 60 | 170 | 180
3302 | 60 | 170 | 180
3303 | 60 | 170 | 180
3304 | 60 | 170 | 180
3305 | 60 | 170 | 180
3306 | 60 | 170 | 180
3307 | 60 | 170 | 180
3308 | 60 | 170 | 180
3309 | 60 | 170 | 180
3310 | 60 | 170 | 180
3311 | 60 | 170 | 180
3312 | 60 | 170 | 180
3313 | 60 | 170 | 180
3314 | 60 | 170 | 180
3315 | 60 | 170 | 180
3316 | 60 | 170 | 180
3317 | 60 | 170 | 180
3318 | 60 | 170 | 180
3319 | 60 | 170 | 180
3320 | 60 | 170 | 180
3321 | 60 | 170 | 180
3322 | 60 | 170 | 180
3323 | 60 | 170 | 180
3324 | 60 | 170 | 180
3325 | 60 | 170 | 180
3326 | 60 | 170 | 180
3327 | 60 | 170 | 180
3328 | 60 | 170 | 180
3329 | 60 | 170 | 180
3330 | 60 | 170 | 180
3331 | 60 | 170 | 180
3332 | 60 | 170 | 180
3333 | 60 | 170 | 180
3334 | 60 | 170 | 180
3335 | 60 | 170 | 180
3336 | 60 | 170 | 180
3337 | 60 | 170 | 180
3338 | 60 | 170 | 180
3339 | 60 | 170 | 180
3340 | 60 | 170 | 180
3341 | 60 | 170 | 180
3342 | 60 | 170 | 180
3343 | 60 | 170 | 180
3344 | 60 | 170 | 180
3345 | 60 | 170 | 180
3346 | 60 | 170 | 180
3347 | 60 | 170 | 180
3348 | 60 | 170 | 180
3349 | 60 | 170 | 180
3350 | 60 | 170 | 180
3351 | 60 | 170 | 180
3352 | 60 | 170 | 180
3353 | 60 | 170 | 180
3354 | 60 | 170 | 180
3355 | 60 | 170 | 180
3356 | 60 | 170 | 180
3357 | 60 | 170 | 180
3358 | 60 | 170 | 180
3359 | 60 | 170 | 180
3360 | 60 | 170 | 180
3361 | 60 | 170 | 180
3362 | 60 | 170 | 180
3363 | 60 | 170 | 180
3364 | 60 | 170 | 180
3365 | 60 | 170 | 180
3366 | 60 | 170 | 180
3367 | 60 | 170 | 180
3368 | 60 | 170 | 180
3369 | 60 | 170 | 180
3370 | 60 | 170 | 180
3371 | 60 | 170 | 180
3372 | 60 | 170 | 180
3373 | 60 | 170 | 180
3374 | 60 | 170 | 180
3375 | 60 | 170 | 180
3376 | 60 | 170 | 180
3377 | 60 | 170 | 180
3378 | 60 | 170 | 180
3379 | 60 | 170 | 180
3380 | 60 | 170 | 180
3381 | 60 | 170 | 180
3382 | 60 | 170 | 180
3383 | 60 | 170 | 180
3384 | 60 | 170 | 180
3385 | 60 | 170 | 180
3386 | 60 | 170 | 180
3387 | 60 | 170 | 180
3388 | 60 | 170 | 180
3389 | 60 | 170 | 180
3390 | 60 | 170 | 180
3391 | 60 | 170 | 180
3392 | 60 | 170 | 180
3393 | 60 | 170 | 180
3394 | 60 | 170 | 180
3395 | 60 | 170 | 180
3396 | 60 | 170 | 180
3397 | 60 | 170 | 180
3398 | 60 | 170 | 180
3399 | 60 | 170 | 180
3400 | 60 | 170 | 180
3401 | 60 | 170 | 180
3402 | 60 | 170 | 180
3403 | 60 | 170 | 180
3404 | 60 | 170 | 180
3405 | 60 | 170 | 180
3406 | 60 | 170 | 180
3407 | 60 | 170 | 180
3408 | 60 | 170 | 180
3409 | 60 | 170 | 180
3410 | 60 | 170 | 180
3411 | 60 | 170 | 180
3412 | 60 | 170 | 180
3413 | 60 | 170 | 180
3414 | 60 | 170 | 180
3415 | 60 | 170 | 180
3416 | 60 | 170 | 180
3417 | 60 | 170 | 180
3418 | 60 | 170 | 180
3419 | 60 | 170 | 180
3420 | 60 | 170 | 180
3421 | 60 | 170 | 180
3422 | 60 | 170 | 180
3423 | 60 | 170 | 180
3424 | 60 | 170 | 180
3425 | 60 | 170 | 180
3426 | 60 | 170 | 180
3427 | 60 | 170 | 180
3428 | 60 | 170 | 180
3429 | 60 | 170 | 180
3430 | 60 | 170 | 180
3431 | 60 | 170 | 180
3432 | 60 | 170 | 180
3433 | 60 | 170 | 180
3434 | 60 | 170 | 180
3435 | 60 | 170 | 180
3436 | 60 | 170 | 180
3437 | 60 | 170 | 180
3438 | 60 | 170 | 180
3439 | 60 | 170 | 180
3440 | 60 | 170 | 180
3441 | 60 | 170 | 180
3442 | 60 | 170 | 180
3443 | 60 | 170 | 180
3444 | 60 | 170 | 180
3445 | 60 | 170 | 180
3446 | 60 | 170 | 180
3447 | 60 | 170 | 180
3448 | 60 | 170 | 180
3449 | 60 | 170 | 180
3450 | 60 | 170 | 180
3451 | 60 | 170 | 180
3452 | 60 | 170 | 180
3453 | 60 | 170 | 180
3454 | 60 | 170 | 180
3455 | 60 | 170 | 180
3456 | 60 | 170 | 180
3457 | 60 | 170 | 180
3458 | 60 | 170 | 180
3459 | 60 | 170 | 180
3460 | 60 | 170 | 180
3461 | 60 | 170 | 180
3462 | 60 | 170 | 180
3463 | 60 | 170 | 180
3464 | 60 | 170 | 180
3465 | 60 | 170 | 180
3466 | 60 | 170 | 180
3467 | 60 | 170 | 180
3468 | 60 | 170 | 180
3469 | 60 | 170 | 180
3470 | 60 | 170 | 180
3471 | 60 | 170 | 180
3472 | 60 | 170 | 180
3473 | 60 | 170 | 180
3474 | 60 | 170 | 180
3475 | 60 | 170 | 180
3476 | 60 | 170 | 180
3477 | 60 | 170 | 180
3478 | 60 | 170 | 180
3479 | 60 | 170 | 180
3480 | 60 | 170 | 180
3481 | 60 | 170 | 180
3482 | 60 | 170 | 180
3483 | 60 | 170 | 180
3484 | 60 | 170 | 180
3485 | 60 | 170 | 180
3486 | 60 | 170 | 180
3487 | 60 | 170 | 180
3488 | 60 | 170 | 180
3489 | 60 | 170 | 180
3490 | 60 | 170 | 180
3491 | 60 | 170 | 180
3492 | 60 | 170 | 180
3493 | 60 | 170 | 180
3494 | 60 | 170 | 180
3495 | 60 | 170 | 180
3496 | 60 | 170 | 180
3497 | 60 | 170 | 180
3498 | 60 | 170 | 180
3499 | 60 | 170 | 180
3500 | 60 | 170 | 180
3501 | 60 | 170 | 180
3502 | 60 | 170 | 180
3503 | 60 | 170 | 180
3504 | 60 | 170 | 180
3505 | 60 | 170 | 180
3506 | 60 | 170 | 180
3507 | 60 | 170 | 180
3508 | 60 | 170 | 180
3509 | 60 | 170 | 180
3510 | 60 | 170 | 180
3511 | 60 | 170 | 180
3512 | 60 | 170 | 180
3513 | 60 | 170 | 180
3514 | 60 | 170 | 180
3515 | 60 | 170 | 180
3516 | 60 | 170 | 180
3517 | 60 | 170 | 180
3518 | 60 | 170 | 180
3519 | 60 | 170 | 180
3520 | 60 | 170 | 180
3521 | 60 | 170 | 180
3522 | 60 | 170 | 180
3523 | 60 | 170 | 180
3524 | 60 | 170 | 180
3525 | 60 | 170 | 180
3526 | 60 | 170 | 180
3527 | 60 | 170 | 180
3528 | 60 | 170 | 180
3529 | 60 | 170 | 180
3530 | 60 | 170 | 180
3531 | 60 | 170 | 180
3532 | 60 | 170 | 180
3533 | 60 | 170 | 180
3534 | 60 | 170 | 180
3535 | 60 | 170 | 180
3536 | 60 | 170 | 180
3537 | 60 | 170 | 180
3538 | 60 | 170 | 180
3539 | 60 | 170 | 180
3540 | 60 | 170 | 180
3541 | 60 | 170 | 180
3542 | 60 | 170 | 180
3543 | 60 | 170 | 180
3544 | 60 | 170 | 180
3545 | 60 | 170 | 180
3546 | 60 | 170 | 180
3547 | 60 | 170 | 180
3548 | 60 | 170 | 180
3549 | 60 | 170 | 180
3550 | 60 | 170 | 180
3551 | 60 | 170 | 180
3552 | 60 | 170 | 180
3553 | 60 | 170 | 180
3554 | 60 | 170 | 180
3555 | 60 | 170 | 180
3556 | 60 | 170 | 180
3557 | 60 | 170 | 180
3558 | 60 | 170 | 180
3559 | 60 | 170 | 180
3560 | 60 | 170 | 180
3561 | 60 | 170 | 180
3562 | 60 | 170 | 180
3563 | 60 | 170 | 180
3564 | 60 | 170 | 180
3565 | 60 | 170 | 180
3566 | 60 | 170 | 180
3567 | 60 | 170 | 180
3568 | 60 | 170 | 180
3569 | 60 | 170 | 180
3570 | 60 | 170 | 180
3571 | 60 | 170 | 180
3572 | 60 | 170 | 180
3573 | 60 | 170 | 180
3574 | 60 | 170 | 180
3575 | 60 | 170 | 180
3576 | 60 | 170 | 180
3577 | 60 | 170 | 180
3578 | 60 | 170 | 180
3579 | 60 | 170 | 180
3580 | 60 | 170 | 180
3581 | 60 | 170 | 180
3582 | 60 | 170 | 180
3583 | 60 | 170 | 180
3584 | 60 | 170 | 180
3585 | 60 | 170 | 180
3586 | 60 | 170 | 180
3587 | 60 | 170 | 180
3588 | 60 | 170 | 180
3589 | 60 | 170 | 180
3590 | 60 | 170 | 180
3591 | 60 | 170 | 180
3592 | 60 | 170 | 180
3593 | 60 | 170 | 180
3594 | 60 | 170 | 180
3595 | 60 | 170 | 180
3596 | 60 | 170 | 180
3597 | 60 | 170 | 180
3598 | 60 | 170 | 180
3599 | 60 | 170 | 180
3600 | 60 | 170 | 180
3601 | 60 | 170 | 180
3602 | 60 | 170 | 180
3603 | 60 | 170 | 180
3604 | 60 | 170 | 180
3605 | 60 | 170 | 180
3606 | 60 | 170 | 180
3607 | 60 | 170 | 180
3608 | 60 | 170 | 180
3609 | 60 | 170 | 180
3610 | 60 | 170 | 180
3611 | 60 | 170 | 180
3612 | 60 | 170 | 180
3613 | 60 | 170 | 180
3614 | 60 | 170 | 180
3615 | 60 | 170 | 180
3616 | 60 | 170 | 180
3617 | 60 | 170 | 180
3618 | 60 | 170 | 180
3619 | 60 | 170 | 180
3620 | 60 | 170 | 180
3621 | 60 | 170 | 180
3622 | 60 | 170 | 180
3623 | 60 | 170 | 180
3624 | 60 | 170 | 180
3625 | 60 | 170 | 180
3626 | 60 | 170 | 180
3627 | 60 | 170 | 180
3628 | 60 | 170 | 180
3629 | 60 | 170 | 180
3630 | 60 | 170 | 180
3631 | 60 | 170 | 180
3632 | 60 | 170 | 180
3633 | 60 | 170 | 180
3634 | 60 | 170 | 180
3635 | 60 | 170 | 180
3636 | 60 | 170 | 180
3637 | 60 | 170 | 180
3638 | 60 | 170 | 180
3639 | 60 | 170 | 180
3640 | 60 | 170 | 180
3641 | 60 | 170 | 180
3642 | 60 | 170 | 180
3643 | 60 | 170 | 180
3644 | 60 | 170 | 180
3645 | 60 | 170 | 180
3646 | 60 | 170 | 180
3647 | 60 | 170 | 180
3648 | 60 | 170 | 180
3649 | 60 | 170 | 180
3650 | 60 | 170 | 180
3651 | 60 | 170 | 180
3652 | 60 | 170 | 180
3653 | 60 | 170 | 180
3654 | 60 | 170 | 180
3655 | 60 | 170 | 180
3656 | 60 | 170 | 180
3657 | 60 | 170 | 180
3658 | 60 | 170 | 180
3659 | 60 | 170 | 180
3660 | 60 | 170 | 180
3661 | 60 | 170 | 180
3662 | 60 | 170 | 180
3663 | 60 | 170 | 180
3664 | 60 | 170 | 180
3665 | 60 | 170 | 180
3666 | 60 | 170 | 180
3667 | 60 | 170 | 180
3668 | 60 | 170 | 180
3669 | 60 | 170 | 180
3670 | 60 | 170 | 180
3671 | 60 | 170 | 180
3672 | 60 | 170 | 180
3673 | 60 | 170 | 180
3674 | 60 | 170 | 180
3675 | 60 | 170 | 180
3676 | 60 | 170 | 180
3677 | 60 | 170 | 180
3678 | 60 | 170 | 180
3679 | 60 | 170 | 180
3680 | 60 | 170 | 180
3681 | 60 | 170 | 180
3682 | 60 | 170 | 180
3683 | 60 | 170 | 180
3684 | 60 | 170 | 180
3685 | 60 | 170 | 180
3686 | 60 | 170 | 180
3687 | 60 | 170 | 180
3688 | 60 | 170 | 180
3689 | 60 | 170 | 180
3690 | 60 | 170 | 180
3691 | 60 | 170 | 180
3692 | 60 | 170 | 180
3693 | 60 | 170 | 180
3694 | 60 | 170 | 180
3695 | 60 | 170 | 180
3696 | 60 | 170 | 180
3697 | 60 | 170 | 180
3698 | 60 | 170 | 180
3699 | 60 | 170 | 180
3700 | 60 | 170 | 180
3701 | 60 | 170 | 180
3702 | 60 | 170 | 180
3703 | 60 | 170 | 180
3704 | 60 | 170 | 180
3705 | 60 | 170 | 180
3706 | 60 | 170 | 180
3707 | 60 | 170 | 180
3708 | 60 | 170 | 180
3709 | 60 | 170 | 180
3710 | 60 | 170 | 180
3711 | 60 | 170 | 180
3712 | 60 | 170 | 180
3713 | 60 | 170 | 180
3714 | 60 | 170 | 180
3715 | 60 | 170 | 180
3716 | 60 | 170 | 180
3717 | 60 | 170 | 180
3718 | 60 | 170 | 180
3719 | 60 | 170 | 180
3720 | 60 | 170 | 180
3721 | 60 | 170 | 180
3722 | 60 | 170 | 180
3723 | 60 | 170 | 180
3724 | 60 | 170 | 180
3725 | 60 | 170 | 180
3726 | 60 | 170 | 180
3727 | 60 | 170 | 180
3728 | 60 | 170 | 180
3729 | 60 | 170 | 180
3730 | 60 | 170 | 180
3731 | 60 | 170 | 180
3732 | 60 | 170 | 180
3733 | 60 | 170 | 180
3734 | 60 | 170 | 180
3735 | 60 | 170 | 180
3736 | 60 | 170 | 180
3737 | 60 | 170 | 180
3738 | 60 | 170 | 180
3739 | 60 | 170 | 180
3740 | 60 | 170 | 180
3741 | 60 | 170 | 180
3742 | 60 | 170 | 180
3743 | 60 | 170 | 180
3744 | 60 | 170 | 180
3745 | 60 | 170 | 180
3746 | 60 | 170 | 180
3747 | 60 | 170 | 180
3748 | 60 | 170 | 180
3749 | 60 | 170 | 180
3750 | 60 | 170 | 180
3751 | 60 | 170 | 180
3752 | 60 | 170 | 180
3753 | 60 | 170 | 180
3754 | 60 | 170 | 180
3755 | 60 | 170 | 180
3756 | 60 | 170 | 180
3757 | 60 | 170 | 180
3758 | 60 | 170 | 180
3759 | 60 | 170 | 180
3760 | 60 | 170 | 180
3761 | 60 | 170 | 180
3762 | 60 | 170 | 180
3763 | 60 | 170 | 180
3764 | 60 | 170 | 180
3765 | 60 | 170 | 180
3766 | 60 | 170 | 180
3767 | 60 | 170 | 180
3768 | 60 | 170 | 180
3769 | 60 | 170 | 180
3770 | 60 | 170 | 180
3771 | 60 | 170 | 180
3772 | 60 | 170 | 180
3773 | 60 | 170 | 180
3774 | 60 | 170 | 180
3775 | 60 | 170 | 180
3776 | 60 | 170 | 180
3777 | 60 | 170 | 180
3778 | 60 | 170 | 180
3779 | 60 | 170 | 180
3780 | 60 | 170 | 180
3781 | 60 | 170 | 180
3782 | 60 | 170 | 180
3783 | 60 | 170 | 180
3784 | 60 | 170 | 180
3785 | 60 | 170 | 180
3786 | 60 | 170 | 180
3787 | 60 | 170 | 180
3788 | 60 | 170 | 180
3789 | 60 | 170 | 180
3790 | 60 | 170 | 180
3791 | 60 | 170 | 180
3792 | 60 | 170 | 180
3793 | 60 | 170 | 180
3794 | 60 | 170 | 180
3795 | 60 | 170 | 180
3796 | 60 | 170 | 180
3797 | 60 | 170 | 180
3798 | 60 | 170 | 180
3799 | 60 | 170 | 180
3800 | 60 | 170 | 180
3801 | 60 | 170 | 180
3802 | 60 | 170 | 180
3803 | 60 | 170 | 180
3804 | 60 | 170 | 180
3805 | 60 | 170 | 180
3806 | 60 | 170 | 180
3807 | 60 | 170 | 180
3808 | 60 | 170 | 180
3809 | 60 | 170 | 180
3810 | 60 | 170 | 180
3811 | 60 | 170 | 180
3812 | 60 | 170 | 180
3813 | 60 | 170 | 180
3814 | 60 | 170 | 180
3815 | 60 | 170 | 180
3816 | 60 | 170 | 180
3817 | 60 | 170 | 180
3818 | 60 | 170 | 180
3819 | 60 | 170 | 180
3820 | 60 | 170 | 180
3821 | 60 | 170 | 180
3822 | 60 | 170 | 180
3823 | 60 | 170 | 180
3824 | 60 | 170 | 180
3825 | 60 | 170 | 180
3826 | 60 | 170 | 180
3827 | 60 | 170 | 180
3828 | 60 | 170 | 180
3829 | 60 | 170 | 180
3830 | 60 | 170 | 180
3831 | 60 | 170 | 180
3832 | 60 | 170 | 180
3833 | 60 | 170 | 180
3834 | 60 | 170 | 180
3835 | 60 | 170 | 180
3836 | 60 | 170 | 180
3837 | 60 | 170 | 180
3838 | 60 | 170 | 180
3839 | 60 | 170 | 180
3840 | 60 | 170 | 180
3841 | 60 | 170 | 180
3842 | 60 | 170 | 180
3843 | 60 | 170 | 180
3844 | 60 | 170 | 180
3845 | 60 | 170 | 180
3846 | 60 | 170 | 180
3847 | 60 | 170 | 180
3848 | 60 | 170 | 180
3849 | 60 | 170 | 180
3850 | 60 | 170 | 180
3851 | 60 | 170 | 180
3852 | 60 | 170 | 180
3853 | 60 | 170 | 180
3854 | 60 | 170 | 180
3855 | 60 | 170 | 180
3856 | 60 | 170 | 180
3857 | 60 | 170 | 180
3858 | 60 | 170 | 180
3859 | 60 | 170 | 180
3860 | 60 | 170 | 180
3861 | 60 | 170 | 180
3862 | 60 | 170 | 180
3863 | 60 | 170 | 180
3864 | 60 | 170 | 180
3865 | 60 | 170 | 180
3866 | 60 | 170 | 180
3867 | 60 | 170 | 180
3868 | 60 | 170 | 180
3869 | 60 | 170 | 180
3870 | 60 | 170 | 180
3871 | 60 | 170 | 180
3872 | 60 | 170 | 180
3873 | 60 | 170 | 180
3874 | 60 | 170 | 180
3875 | 60 | 170 | 180
3876 | 60 | 170 | 180
3877 | 60 | 170 | 180
3878 | 60 | 170 | 180
3879 | 60 | 170 | 180
3880 | 60 | 170 | 180
3881 | 60 | 170 | 180
3882 | 60 | 170 | 180
3883 | 60 | 170 | 180
3884 | 60 | 170 | 180
3885 | 60 | 170 | 180
3886 | 60 | 170 | 180
3887 | 60 | 170 | 180
3888 | 60 | 170 | 180
3889 | 60 | 170 | 180
3890 | 60 | 170 | 180
3891 | 60 | 170 | 180
3892 | 60 | 170 | 180
3893 | 60 | 170 | 180
3894 | 60 | 170 | 180
3895 | 60 | 170 | 180
3896 | 60 | 170 | 180
3897 | 60 | 170 | 180
3898 | 60 | 170 | 180
3899 | 60 | 170 | 180
3900 | 60 | 170 | 180
3901 | 60 | 170 | 180
3902 | 60 | 170 | 180
3903 | 60 | 170 | 180
3904 | 60 | 170 | 180
3905 | 60 | 170 | 180
3906 | 60 | 170 | 180
3907 | 60 | 170 | 180
3908 | 60 | 170 | 180
3909 | 60 | 170 | 180
3910 | 60 | 170 | 180
3911 | 60 | 170 | 180
3912 | 60 | 170 | 180
3913 | 60 | 170 | 180
3914 | 60 | 170 | 180
3915 | 60 | 170 | 180
3916 | 60 | 170 | 180
3917 | 60 | 170 | 180
3918 | 60 | 170 | 180
3919 | 60 | 170 | 180
3920 | 60 | 170 | 180
3921 | 60 | 170 | 180
3922 | 60 | 170 | 180
3923 | 60 | 170 | 180
3924 | 60 | 170 | 180
3925 | 60 | 170 | 180
3926 | 60 | 170 | 180
3927 | 60 | 170 | 180
3928 | 60 | 170 | 180
3929 | 60 | 170 | 180
3930 | 60 | 170 | 180
3931 | 60 | 170 | 180
3932 | 60 | 170 | 180
3933 | 60 | 170 | 180
3934 | 60 | 170 | 180
3935 | 60 | 170 | 180
3936 | 60 | 170 | 180
3937 | 60 | 170 | 180
3938 | 60 | 170 | 180
3939 | 60 | 170 | 180
3940 | 60 | 170 | 180
3941 | 60 | 170 | 180
3942 | 60 | 170 | 180
3943 | 60 | 170 | 180
3944 | 60 | 170 | 180
3945 | 60 | 170 | 180
3946 | 60 | 170 | 180
3947 | 60 | 170 | 180
3948 | 60 | 170 | 180
3949 | 60 | 170 | 180
3950 | 60 | 170 | 180
3951 | 60 | 170 | 180
3952 | 60 | 170 | 180
3953 | 60 | 170 | 180
3954 | 60 | 170 | 180
3955 | 60 | 170 | 180
3956 | 60 | 170 | 180
3957 | 60 | 170 | 180
3958 | 60 | 170 | 180
3959 | 60 | 170 | 180
3960 | 60 | 170 | 180
3961 | 60 | 170 | 180
3962 | 60 | 170 | 180
3963 | 60 | 170 | 180
3964 | 60 | 170 | 180
3965 | 60 | 170 | 180
3966 | 60 | 170 | 180
3967 | 60 | 170 | 180
3968 | 60 | 170 | 180
3969 | 60 | 170 | 180
3970 | 60 | 170 | 180
3971 | 60 | 170 | 180
3972 | 60 | 170 | 180
3973 | 60 | 170 | 180
3974 | 60 | 170 | 180
3975 | 60 | 170 | 180
3976 | 60 | 170 | 180
3977 | 60 | 170 | 180
3978 | 60 | 170 | 180
3979 | 60 | 170 | 180
3980 | 60 | 170 | 180
3981 | 60 | 170 | 180
3982 | 60 | 170 | 180
3983 | 60 | 170 | 180
3984 | 60 | 170 | 180
3985 | 60 | 170 | 180
3986 | 60 | 170 | 180
3987 | 60 | 170 | 180
3988 | 60 | 170 | 180
3989 | 60 | 170 | 180
3990 | 60 | 170 | 180
3991 | 60 | 170 | 180
3992 | 60 | 170 | 180
3993 | 60 | 170 | 180
3994 | 60 | 170 | 180
3995 | 60 | 170 | 180
3996 | 60 | 170 | 180
3997 | 60 | 170 | 180
3998 | 60 | 170 | 180
3999 | 60 | 170 | 180
4000 | 60 | 170 | 180
4001 | 60 | 170 | 180
4002 | 60 | 170 | 180
4003 | 60 | 170 | 180
4004 | 60 | 170 | 180
4005 | 60 | 170 | 180
4006 | 60 | 170 | 180
4007 | 60 | 170 | 180
4008 | 60 | 170 | 180
4009 | 60 | 170 | 180
4010 | 60 | 170 | 180
4011 | 60 | 170 | 180
4012 | 60 | 170 | 180
4013 | 60 | 170 | 180
4014 | 60 | 170 | 180
4015 | 60 | 170 | 180
4016 | 60 | 170 | 180
4017 | 60 | 170 | 180
4018 | 60 | 170 | 180
4019 | 60 | 170 | 180
4020 | 60 | 170 | 180
4021 | 60 | 170 | 180
4022 | 60 | 170 | 180
4023 | 60 | 170 | 180
4024 | 60 | 170 | 180
4025 | 60 | 170 | 180
4026 | 60 | 170 | 180
4027 | 60 | 170 | 180
4028 | 60 | 170 | 180
4029 | 60 | 170 | 180
4030 | 60 | 170 | 180
4031 | 60 | 170 | 180
4032 | 60 | 170 | 180
4033 | 60 | 170 | 180
4034 | 60 | 170 | 180
4035 | 60 | 170 | 180
4036 | 60 | 170 | 180
4037 | 60 | 170 | 180
4038 | 60 | 170 | 180
4039 | 60 | 170 | 180
4040 | 60 | 170 | 180
4041 | 60 | 170 | 180
4042 | 60 | 170 | 180
4043 | 60 | 170 | 180
4044 | 60 | 170 | 180
4045 | 60 | 170 | 180
4046 | 60 | 170 | 180
4047 | 60 | 170 | 180
4048 | 60 | 170 | 180
4049 | 60 | 170 | 180
4050 | 60 | 170 | 180
4051 | 60 | 170 | 180
4052 | 60 | 170 | 180
4053 | 60 | 170 | 180
4054 | 60 | 170 | 180
4055 | 60 | 170 | 180
4056 | 60 | 170 | 180
4057 | 60 | 170 | 180
4058 | 60 | 170 | 180
4059 | 60 | 170 | 180
4060 | 60 | 170 | 180
4061 | 60 | 170 | 180
4062 | 60 | 170 | 180
4063 | 60 | 170 | 180
4064 | 60 | 170 | 180
4065 | 60 | 170 | 180
4066 | 60 | 170 | 180
4067 | 60 | 170 | 180
4068 | 60 | 170 | 180
4069 | 60 | 170 | 180
4070 | 60 | 170 | 180
4071 | 60 | 170 | 180
4072 | 60 | 170 | 180
4073 | 60 | 170 | 180
4074 | 60 | 170 | 180
4075 | 60 | 170 | 180
4076 | 60 | 170 | 180
4077 | 60 | 170 | 180
4078 | 60 | 170 | 180
4079 | 60 | 170 | 180
4080 | 60 | 170 | 180
4081 | 60 | 170 | 180
4082 | 60 | 170 | 180
4083 | 60 | 170 | 180
4084 | 60 | 170 | 180
4085 | 60 | 170 | 180
4086 | 60 | 170 | 180
4087 | 60 | 170 | 180
4088 | 60 | 170 | 180
4089 | 60 | 170 | 180
4090 | 60 | 170 | 180
4091 | 60 | 170 | 180
4092 | 60 | 170 | 180
4093 | 60 | 170 | 180
4094 | 60 | 170 | 180
4095 | 60 | 170 | 180
4096 | 60 | 170 | 180
4097 | 60 | 170 | 180
4098 | 60 | 170 | 180
4099 | 60 | 170 | 180
4100 | 60 | 170 | 180
4101 | 60 | 170 | 180
4102 | 60 | 170 | 180
4103 | 60 | 170 | 180
4104 | 60 | 170 | 180
4105 | 60 | 170 | 180
4106 | 60 | 170 | 180
4107 | 60 | 170 | 180
4108 | 60 | 170 | 180
4109 | 60 | 170 | 180
4110 | 60 | 170 | 180
4111 | 60 | 170 | 180
4112 | 60 | 170 | 180
4113 | 60 | 170 | 180
4114 | 60 | 170 | 180
4115 | 60 | 170 | 180
4116 | 60 | 170 | 180
4117 | 60 | 170 | 180
4118 | 60 | 170 | 180
4119 | 60 | 170 | 180
4120 | 60 | 170 | 180
4121 | 60 | 170 | 180
4122 | 60 | 170 | 180
4123 | 60 | 170 | 180
4124 | 60 | 170 | 180
4125 | 60 | 170 | 180
4126 | 60 | 170 | 180
4127 | 60 | 170 | 180
4128 | 60 | 170 | 180
4129 | 60 | 170 | 180
4130 | 60 | 170 | 180
4131 | 60 | 170 | 180
4132 | 60 | 170 | 180
4133 | 60 | 170 | 180
4134 | 60 | 170 | 180
4135 | 60 | 170 | 180
4136 | 60 | 170 | 180
4137 | 60 | 170 | 180
4138 | 60 | 170 | 180
4139 | 60 | 170 | 180
4140 | 60 | 170 | 180
4141 | 60 | 170 | 180
4142 | 60 | 170 | 180
4143 | 60 | 170 | 180
4144 | 60 | 170 | 180
4145 | 60 | 170 | 180
4146 | 60 | 170 | 180
4147 | 60 | 170 | 180
4148 | 60 | 170 | 180
4149 | 60 | 170 | 180
4150 | 60 | 170 | 180
4151 | 60 | 170 | 180
4152 | 60 | 170 | 180
4153 | 60 | 170 | 180
4154 | 60 | 170 | 180
4155 | 60 | 170 | 180
4156 | 60 | 170 | 180
4157 | 60 | 170 | 180
4158 | 60 | 170 | 180
4159 | 60 | 170 | 180
4160 | 60 | 170 | 180
4161 | 60 | 170 | 180
4162 | 60 | 170 | 180
4163 | 60 | 170 | 180
4164 | 60 | 170 | 180
4165 | 60 | 170 | 180
4166 | 60 | 170 | 180
4167 | 60 | 170 | 180
4168 | 60 | 170 | 180
4169 | 60 | 170 | 180
4170 | 60 | 170 | 180
4171 | 60 | 170 | 180
4172 | 60 | 170 | 180
4173 | 60 | 170 | 180
4174 | 60 | 170 | 180
4175 | 60 | 170 | 180
4176 | 60 | 170 | 180
4177 | 60 | 170 | 180
4178 | 60 | 170 | 180
4179 | 60 | 170 | 180
4180 | 60 | 170 | 180
4181 | 60 | 170 | 180
4182 | 60 | 170 | 180
4183 | 60 | 170 | 180
4184 | 60 | 170 | 180
4185 | 60 | 170 | 180
4186 | 60 | 170 | 180
4187 | 60 | 170 | 180
4188 | 60 | 170 | 180
4189 | 60 | 170 | 180
4190 | 60 | 170 | 180
4191 | 60 | 170 | 180
4192 | 60 | 170 | 180
4193 | 60 | 170 | 180
4194 | 60 | 170 | 180
4195 | 60 | 170 | 180
4196 | 60 | 170 | 180
4197 | 60 | 170 | 180
4198 | 60 | 170 | 180
4199 | 60 | 170 | 180
4200 | 60 | 170 | 180
4201 | 60 | 170 | 180
4202 | 60 | 170 | 180
4203 | 60 | 170 | 180
4204 | 60 | 170 | 180
4205 | 60 | 170 | 180
4206 | 60 | 170 | 180
4207 | 60 | 170 | 180
4208 | 60 | 170 | 180
4209 | 60 | 170 | 180
4210 | 60 | 170 | 180
4211 | 60 | 170 | 180
4212 | 60 | 170 | 180
4213 | 60 | 170 | 180
4214 | 60 | 170 | 180
4215 | 60 | 170 | 180
4216 | 60 | 170 | 180
4217 | 60 | 170 | 180
4218 | 60 | 170 | 180
4219 | 60 | 170 | 180
4220 | 60 | 170 | 180
4221 | 60 | 170 | 180
4222 | 60 | 170 | 180
4223 | 60 | 170 | 180
4224 | 60 | 170 | 180
4225 | 60 | 170 | 180
4226 | 60 | 170 | 180
4227 | 60 | 170 | 180
4228 | 60 | 170 | 180
4229 | 60 | 170 | 180
4230 | 60 | 170 | 180
4231 | 60 | 170 | 180
4232 | 60 | 170 | 180
4233 | 60 | 170 | 180
4234 | 60 | 170 | 180
4235 | 60 | 170 | 180
4236 | 60 | 170 | 180
4237 | 60 | 170 | 180
4238 | 60 | 170 | 180
4239 | 60 | 170 | 180
4240 | 60 | 170 | 180
4241 | 60 | 170 | 180
4242 | 60 | 170 | 180
4243 | 60 | 170 | 180
4244 | 60 | 170 | 180
4245 | 60 | 170 | 180
4246 | 60 | 170 | 180
4247 | 60 | 170 | 180
4248 | 60 | 170 | 180
4249 | 60 | 170 | 180
4250 | 60 | 170 | 180
4251 | 60 | 170 | 180
4252 | 60 | 170 | 180
4253 | 60 | 170 | 180
4254 | 60 | 170 | 180
4255 | 60 | 170 | 180
4256 | 60 | 170 | 180
4257 | 60 | 170 | 180
4258 | 60 | 170 | 180
4259 | 60 | 170 | 180
4260 | 60 | 170 | 180
4261 | 60 | 170 | 180
4262 | 60 | 170 | 180
4263 | 60 | 170 | 180
4264 | 60 | 170 | 180
4265 | 60 | 170 | 180
4266 | 60 | 170 | 180
4267 | 60 | 170 | 180
4268 | 60 | 170 | 180
4269 | 60 | 170 | 180
4270 | 60 | 170 | 180
4271 | 60 | 170 | 180
4272 | 60 | 170 | 180
4273 | 60 | 170 | 180
4274 | 60 | 170 | 180
4275 | 60 | 170 | 180
4276 | 60 | 170 | 180
4277 | 60 | 170 | 180
4278 | 60 | 170 | 180
4279 | 60 | 170 | 180
4280 | 60 | 170 | 180
4281 | 60 | 170 | 180
4282 | 60 | 170 | 180
4283 | 60 | 170 | 180
4284 | 60 | 170 | 180
4285 | 60 | 170 | 180
4286 | 60 | 170 | 180
4287 | 60 | 170 | 180
4288 | 60 | 170 | 180
4289 | 60 | 170 | 180
4290 | 60 | 170 | 180
4291 | 60 | 170 | 180
4292 | 60 | 170 | 180
4293 | 60 | 170 | 180
4294 | 60 | 170 | 180
4295 | 60 | 170 | 180
4296 | 60 | 170 | 180
4297 | 60 | 170 | 180
4298 | 60 | 170 | 180
4299 | 60 | 170 | 180
4300 | 60 | 170 | 180
4301 | 60 | 170 | 180
4302 | 60 | 170 | 180
4303 | 60 | 170 | 180
4304 | 60 | 170 | 180
4305 | 60 | 170 | 180
4306 | 60 | 170 | 180
4307 | 60 | 170 | 180
4308 | 60 | 170 | 180
4309 | 60 | 170 | 180
4310 | 60 | 170 | 180
4311 | 60 | 170 | 180
4312 | 60 | 170 | 180
4313 | 60 | 170 | 180
4314 | 60 | 170 | 180
4315 | 60 | 170 | 180
4316 | 60 | 170 | 180
4317 | 60 | 170 | 180
4318 | 60 | 170 | 180
4319 | 60 | 170 | 180
4320 | 60 | 170 | 180
4321 | 60 | 170 | 180
4322 | 60 | 170 | 180
4323 | 60 | 170 | 180
4324 | 60 | 170 | 180
4325 | 60 | 170 | 180
4326 | 60 | 170 | 180
4327 | 60 | 170 | 180
4328 | 60 | 170 | 180
4329 | 60 | 170 | 180
4330 | 60 | 170 | 180
4331 | 60 | 170 | 180
4332 | 60 | 170 | 180
4333 | 60 | 170 | 180
4334 | 60 | 170 | 180
4335 | 60 | 170 | 180
4336 | 60 | 170 | 180
4337 | 60 | 170 | 180
4338 | 60 | 170 | 180
4339 | 60 | 170 | 180
4340 | 60 | 170 | 180
4341 | 60 | 170 | 180
4342 | 60 | 170 | 180
4343 | 60 | 170 | 180
4344 | 60 | 170 | 180
4345 | 60 | 170 | 180
4346 | 60 | 170 | 180
4347 | 60 | 170 | 180
4348 | 60 | 170 | 180
4349 | 60 | 170 | 180
4350 | 60 | 170 | 180
4351 | 60 | 170 | 180
4352 | 60 | 170 | 180
4353 | 60 | 170 | 180
4354 | 60 | 170 | 180
4355 | 60 | 170 | 180
4356 | 60 | 170 | 180
4357 | 60 | 170 | 180
4358 | 60 | 170 | 180
4359 | 60 | 170 | 180
4360 | 60 | 170 | 180
4361 | 60 | 170 | 180
4362 | 60 | 170 | 180
4363 | 60 | 170 | 180
4364 | 60 | 170 | 180
4365 | 60 | 170 | 180
4366 | 60 | 170 | 180
4367 | 60 | 170 | 180
4368 | 60 | 170 | 180
4369 | 60 | 170 | 180
4370 | 60 | 170 | 180
4371 | 60 | 170 | 180
4372 | 60 | 170 | 180
4373 | 60 | 170 | 180
4374 | 60 | 170 | 180
4375 | 60 | 170 | 180
4376 | 60 | 170 | 180
4377 | 60 | 170 | 180
4378 | 60 | 170 | 180
4379 | 60 | 170 | 180
4380 | 60 | 170 | 180
4381 | 60 | 170 | 180
4382 | 60 | 170 | 180
4383 | 60 | 170 | 180
4384 | 60 | 170 | 180
4385 | 60 | 170 | 180
4386 | 60 | 170 | 180
4387 | 60 | 170 | 180
4388 | 60 | 170 | 180
4389 | 60 | 170 | 180
4390 | 60 | 170 | 180
4391 | 60 | 170 | 180
4392 | 60 | 170 | 180
4393 | 60 | 170 | 180
4394 | 60 | 170 | 180
4395 | 60 | 170 | 180
4396 | 60 | 170 | 180
4397 | 60 | 170 | 180
4398 | 60 | 170 | 180
4399 | 60 | 170 | 180
4400 | 60 | 170 | 180
4401 | 60 | 170 | 180
4402 | 60 | 170 | 180
4403 | 60 | 170 | 180
4404 | 60 | 170 | 180
4405 | 60 | 170 | 180
4406 | 60 | 170 | 180
4407 | 60 | 170 | 180
4408 | 60 | 170 | 180
4409 | 60 | 170 | 180
4410 | 60 | 170 | 180
4411 | 60 | 170 | 180
4412 | 60 | 170 | 180
4413 | 60 | 170 | 180
4414 | 60 | 170 | 180
4415 | 60 | 170 | 180
4416 | 60 | 170 | 180
4417 | 60 | 170 | 180
4418 | 60 | 170 | 180
4419 | 60 | 170 | 180
4420 | 60 | 170 | 180
4421 | 60 | 170 | 180
4422 | 60 | 170 | 180
4423 | 60 | 170 | 180
4424 | 60 | 170 | 180
4425 | 60 | 170 | 180
4426 | 60 | 170 | 180
4427 | 60 | 170 | 180
4428 | 60 | 170 | 180
4429 | 60 | 170 | 180
4430 | 60 | 170 | 180
4431 | 60 | 170 | 180
4432 | 60 | 170 | 180
4433 | 60 | 170 | 180
4434 | 60 | 170 | 180
4435 | 60 | 170 | 180
4436 | 60 | 170 | 180
4437 | 60 | 170 | 180
4438 | 60 | 170 | 180
4439 | 60 | 170 | 180
4440 | 60 | 170 | 180
4441 | 60 | 170 | 180
4442 | 60 | 170 | 180
4443 | 60 | 170 | 180
4444 | 60 | 170 | 180
4445 | 60 | 170 | 180
4446 | 60 | 170 | 180
4447 | 60 | 170 | 180
4448 | 60 | 170 | 180
4449 | 60 | 170 | 180
4450 | 60 | 170 | 180
4451 | 60 | 170 | 180
4452 | 60 | 170 | 180
4453 | 60 | 170 | 180
4454 | 60 | 170 | 180
4455 | 60 | 170 | 180
4456 | 60 | 170 | 180
4457 | 60 | 170 | 180
4458 | 60 | 170 | 180
4459 | 60 | 170 | 180
4460 | 60 | 170 | 180
4461 | 60 | 170 | 180
4462 | 60 | 170 | 180
4463 | 60 | 170 | 180
4464 | 60 | 170 | 180
4465 | 60 | 170 | 180
4466 | 60 | 170 | 180
4467 | 60 | 170 | 180
4468 | 60 | 170 | 180
4469 | 60 | 170 | 180
4470 | 60 | 170 | 180
4471 | 60 | 170 | 180
4472 | 60 | 170 | 180
4473 | 60 | 170 | 180
4474 | 60 | 170 | 180
4475 | 60 | 170 | 180
4476 | 60 | 170 | 180
4477 | 60 | 170 | 180
4478 | 60 | 170 | 180
4479 | 60 | 170 | 180
4480 | 60 | 170 | 180
4481 | 60 | 170 | 180
4482 | 60 | 170 | 180
4483 | 60 | 170 | 180
4484 | 60 | 170 | 180
4485 | 60 | 170 | 180
4486 | 60 | 170 | 180
4487 | 60 | 170 | 180
4488 | 60 | 170 | 180
4489 | 60 | 170 | 180
4490 | 60 | 170 | 180
4491 | 60 | 170 | 180
4492 | 60 | 170 | 180
4493 | 60 | 170 | 180
4494 | 60 | 170 | 180
4495 | 60 | 170 | 180
4496 | 60 | 170 | 180
4497 | 60 | 170 | 180
4498 | 60 | 170 | 180
4499 | 60 | 170 | 180
4500 | 60 | 170 | 180
4501 | 60 | 170 | 180
4502 | 60 | 170 | 180
4503 | 60 | 170 | 180
4504 | 60 | 170 | 180
4505 | 60 | 170 | 180
4506 | 60 | 170 | 180
4507 | 60 | 170 | 180
4508 | 60 | 170 | 180
4509 | 60 | 170 | 180
4510 | 60 | 170 | 180
4511 | 60 | 170 | 180
4512 | 60 | 170 | 180
4513 | 60 | 170 | 180
4514 | 60 | 170 | 180
4515 | 60 | 170 | 180
4516 | 60 | 170 | 180
4517 | 60 | 170 | 180
4518 | 60 | 170 | 180
4519 | 60 | 170 | 180
4520 | 60 | 170 | 180
4521 | 60 | 170 | 180
4522 | 60 | 170 | 180
4523 | 60 | 170 | 180
4524 | 60 | 170 | 180
4525 | 60 | 170 | 180
4526 | 60 | 170 | 180
4527 | 60 | 170 | 180
4528 | 60 | 170 | 180
4529 | 60 | 170 | 180
4530 | 60 | 170 | 180
4531 | 60 | 170 | 180
4532 | 60 | 170 | 180
4533 | 60 | 170 | 180
4534 | 60 | 170 | 180
4535 | 60 | 170 | 180
4536 | 60 | 170 | 180
4537 | 60 | 170 | 180
4538 | 60 | 170 | 180
4539 | 60 | 170 | 180
4540 | 60 | 170 | 180
4541 | 60 | 170 | 180
4542 | 60 | 170 | 180
4543 | 60 | 170 | 180
4544 | 60 | 170 | 180
4545 | 60 | 170 | 180
4546 | 60 | 170 | 180
4547 | 60 | 170 | 180
4548 | 60 | 170 | 180
4549 | 60 | 170 | 180
4550 | 60 | 170 | 180
4551 | 60 | 170 | 180
4552 | 60 | 170 | 180
4553 | 60 | 170 | 180
4554 | 60 | 170 | 180
4555 | 60 | 170 | 180
4556 | 60 | 170 | 180
4557 | 60 | 170 | 180
4558 | 60 | 170 | 180
4559 | 60 | 170 | 180
4560 | 60 | 170 | 180
4561 | 60 | 170 | 180
4562 | 60 | 170 | 180
4563 | 60 | 170 | 180
4564 | 60 | 170 | 180
4565 | 60 | 170 | 180
4566 | 60 | 170 | 180
4567 | 60 | 170 | 180
4568 | 60 | 170 | 180
4569 | 60 | 170 | 180
4570 | 60 | 170 | 180
4571 | 60 | 170 | 180
4572 | 60 | 170 | 180
4573 | 60 | 170 | 180
4574 | 60 | 170 | 180
4575 | 60 | 170 | 180
4576 | 60 | 170 | 180
4577 | 60 | 170 | 180
4578 | 60 | 170 | 180
4579 | 60 | 170 | 180
4580 | 60 | 170 | 180
4581 | 60 | 170 | 180
4582 | 60 | 170 | 180
4583 | 60 | 170 | 180
4584 | 60 | 170 | 180
4585 | 60 | 170 | 180
4586 | 60 | 170 | 180
4587 | 60 | 170 | 180
4588 | 60 | 170 | 180
4589 | 60 | 170 | 180
4590 | 60 | 170 | 180
4591 | 60 | 170 | 180
4592 | 60 | 170 | 180
4593 | 60 | 170 | 180
4594 | 60 | 170 | 180
4595 | 60 | 170 | 180
4596 | 60 | 170 | 180
4597 | 60 | 170 | 180
4598 | 60 | 170 | 180
4599 | 60 | 170 | 180
4600 | 60 | 170 | 180
4601 | 60 | 170 | 180
4602 | 60 | 170 | 180
4603 | 60 | 170 | 180
4604 | 60 | 170 | 180
4605 | 60 | 170 | 180
4606 | 60 | 170 | 180
4607 | 60 | 170 | 180
4608 | 60 | 170 | 180
4609 | 60 | 170 | 180
4610 | 60 | 170 | 180
4611 | 60 | 170 | 180
4612 | 60 | 170 | 180
4613 | 60 | 170 | 180
4614 | 60 | 170 | 180
4615 | 60 | 170 | 180
4616 | 60 | 170 | 180
4617 | 60 | 170 | 180
4618 | 60 | 170 | 180
4619 | 60 | 170 | 180
4620 | 60 | 170 | 180
4621 | 60 | 170 | 180
4622 | 60 | 170 | 180
4623 | 60 | 170 | 180
4624 | 60 | 170 | 180
4625 | 60 | 170 | 180
4626 | 60 | 170 | 180
4627 | 60 | 170 | 180
4628 | 60 | 170 | 180
4629 | 60 | 170 | 180
4630 | 60 | 170 | 180
4631 | 60 | 170 | 180
4632 | 60 | 170 | 180
4633 | 60 | 170 | 180
4634 | 60 | 170 | 180
4635 | 60 | 170 | 180
4636 | 60 | 170 | 180
4637 | 60 | 170 | 180
4638 | 60 | 170 | 180
4639 | 60 | 170 | 180
4640 | 60 | 170 | 180
4641 | 60 | 170 | 180
4642 | 60 | 170 | 180
4643 | 60 | 170 | 180
4644 | 60 | 170 | 180
4645 | 60 | 170 | 180
4646 | 60 | 170 | 180
4647 | 60 | 170 | 180
4648 | 60 | 170 | 180
4649 | 60 | 170 | 180
4650 | 60 | 170 | 180
4651 | 60 | 170 | 180
4652 | 60 | 170 | 180
4653 | 60 | 170 | 180
4654 | 60 | 170 | 180
4655 | 60 | 170 | 180
4656 | 60 | 170 | 180
4657 | 60 | 170 | 180
4658 | 60 | 170 | 180
4659 | 60 | 170 | 180
4660 | 60 | 170 | 180
4661 | 60 | 170 | 180
4662 | 60 | 170 | 180
4663 | 60 | 170 | 180
4664 | 60 | 170 | 180
4665 | 60 | 170 | 180
4666 | 60 | 170 | 180
4667 | 60 | 170 | 180
4668 | 60 | 170 | 180
4669 | 60 | 170 | 180
4670 | 60 | 170 | 180
4671 | 60 | 170 | 180
4672 | 60 | 170 | 180
4673 | 60 | 170 | 180
4674 | 60 | 170 | 180
4675 | 60 | 170 | 180
4676 | 60 | 170 | 180
4677 | 60 | 170 | 180
4678 | 60 | 170 | 180
4679 | 60 | 170 | 180
4680 | 60 | 170 | 180
4681 | 60 | 170 | 180
4682 | 60 | 170 | 180
4683 | 60 | 170 | 180
4684 | 60 | 170 | 180
4685 | 60 | 170 | 180
4686 | 60 | 170 | 180
4687 | 60 | 170 | 180
4688 | 60 | 170 | 180
4689 | 60 | 170 | 180
4690 | 60 | 170 | 180
4691 | 60 | 170 | 180
4692 | 60 | 170 | 180
4693 | 60 | 170 | 180
4694 | 60 | 170 | 180
4695 | 60 | 170 | 180
4696 | 60 | 170 | 180
4697 | 60 | 170 | 180
4698 | 60 | 170 | 180
4699 | 60 | 170 | 180
4700 | 60 | 170 | 180
4701 | 60 | 170 | 180
4702 | 60 | 170 | 180
4703 | 60 | 170 | 180
4704 | 60 | 170 | 180
4705 | 60 | 170 | 180
4706 | 60 | 170 | 180
4707 | 60 | 170 | 180
4708 | 60 | 170 | 180
4709 | 60 | 170 | 180
4710 | 60 | 170 | 180
4711 | 60 | 170 | 180
4712 | 60 | 170 | 180
4713 | 60 | 170 | 180
4714 | 60 | 170 | 180
4715 | 60 | 170 | 180
4716 | 60 | 170 | 180
4717 | 60 | 170 | 180
4718 | 60 | 170 | 180
4719 | 60 | 170 | 180
4720 | 60 | 170 | 180
4721 | 60 | 170 | 180
4722 | 60 | 170 | 180
4723 | 60 | 170 | 180
4724 | 60 | 170 | 180
4725 | 60 | 170 | 180
4726 | 60 | 170 | 180
4727 | 60 | 170 | 180
4728 | 60 | 170 | 180
4729 | 60 | 170 | 180
4730 | 60 | 170 | 180
4731 | 60 | 170 | 180
4732 | 60 | 170 | 180
4733 | 60 | 170 | 180
4734 | 60 | 170 | 180
4735 | 60 | 170 | 180
4736 | 60 | 170 | 180
4737 | 60 | 170 | 180
4738 | 60 | 170 | 180
4739 | 60 | 170 | 180
4740 | 60 | 170 | 180
4741 | 60 | 170 | 180
4742 | 60 | 170 | 180
4743 | 60 | 170 | 180
4744 | 60 | 170 | 180
4745 | 60 | 170 | 180
4746 | 60 | 170 | 180
4747 | 60 | 170 | 180
4748 | 60 | 170 | 180
4749 | 60 | 170 | 180
4750 | 60 | 170 | 180
4751 | 60 | 170 | 180
4752 | 60 | 170 | 180
4753 | 60 | 170 | 180
4754 | 60 | 170 | 180
4755 | 60 | 170 | 180
4756 | 60 | 170 | 180
4757 | 60 | 170 | 180
4758 | 60 | 170 | 180
4759 | 60 | 170 | 180
4760 | 60 | 170 | 180
4761 | 60 | 170 | 180
4762 | 60 | 170 | 180
4763 | 60 | 170 | 180
4764 | 60 | 170 | 180
4765 | 60 | 170 | 180
4766 | 60 | 170 | 180
4767 | 60 | 170 | 180
4768 | 60 | 170 | 180
4769 | 60 | 170 | 180
4770 | 60 | 170 | 180
4771 | 60 | 170 | 180
4772 | 60 | 170 | 180
4773 | 60 | 170 | 180
4774 | 60 | 170 | 180
4775 | 60 | 170 | 180
4776 | 60 | 170 | 180
4777 | 60 | 170 | 180
4778 | 60 | 170 | 180
4779 | 60 | 170 | 180
4780 | 60 | 170 | 180
4781 | 60 | 170 | 180
4782 | 60 | 170 | 180
4783 | 60 | 170 | 180
4784 | 60 | 170 | 180
4785 | 60 | 170 | 180
4786 | 60 | 170 | 180
4787 | 60 | 170 | 180
4788 | 60 | 170 | 180
4789 | 60 | 170 | 180
4790 | 60 | 170 | 180
4791 | 60 | 170 | 180
4792 | 60 | 170 | 180
4793 | 60 | 170 | 180
4794 | 60 | 170 | 180
4795 | 60 | 170 | 180
4796 | 60 | 170 | 180
4797 | 60 | 170 | 180
4798 | 60 | 170 | 180
4799 | 60 | 170 | 180
4800 | 60 | 170 | 180
4801 | 60 | 170 | 180
4802 | 60 | 170 | 180
4803 | 60 | 170 | 180
4804 | 60 | 170 | 180
4805 | 60 | 170 | 180
4806 | 60 | 170 | 180
4807 | 60 | 170 | 180
4808 | 60 | 170 | 180
4809 | 60 | 170 | 180
4810 | 60 | 170 | 180
4811 | 60 | 170 | 180
4812 | 60 | 170 | 180
4813 | 60 | 170 | 180
4814 | 60 | 170 | 180
4815 | 60 | 170 | 180
4816 | 60 | 170 | 180
4817 | 60 | 170 | 180
4818 | 60 | 170 | 180
4819 | 60 | 170 | 180
4820 | 60 | 170 | 180
4821 | 60 | 170 | 180
4822 | 60 | 170 | 180
4823 | 60 | 170 | 180
4824 | 60 | 170 | 180
4825 | 60 | 170 | 180
4826 | 60 | 170 | 180
4827 | 60 | 170 | 180
4828 | 60 | 170 | 180
4829 | 60 | 170 | 180
4830 | 60 | 170 | 180
4831 | 60 | 170 | 180
4832 | 60 | 170 | 180
4833 | 60 | 170 | 180
4834 | 60 | 170 | 180
4835 | 60 | 170 | 180
4836 | 60 | 170 | 180
4837 | 60 | 170 | 180
4838 | 60 | 170 | 180
4839 | 60 | 170 | 180
4840 | 60 | 170 | 180
4841 | 60 | 170 | 180
4842 | 60 | 170 | 180
4843 | 60 | 170 | 180
4844 | 60 | 170 | 180
4845 | 60 | 170 | 180
4846 | 60 | 170 | 180
4847 | 60 | 170 | 180
4848 | 60 | 170 | 180
4849 | 60 | 170 | 180
4850 | 60 | 170 | 180
4851 | 60 | 170 | 180
4852 | 60 | 170 | 180
4853 | 60 | 170 | 180
4854 | 60 | 170 | 180
4855 | 60 | 170 | 180
4856 | 60 | 170 | 180
4857 | 60 | 170 | 180
4858 | 60 | 170 | 180
4859 | 60 | 170 | 180
4860 | 60 | 170 | 180
4861 | 60 | 170 | 180
4862 | 60 | 170 | 180
4863 | 60 | 170 | 180
4864 | 60 | 170 | 180
4865 | 60 | 170 | 180
4866 | 60 | 170 | 180
4867 | 60 | 170 | 180
4868 | 60 | 170 | 180
4869 | 60 | 170 | 180
4870 | 60 | 170 | 180
4871 | 60 | 170 | 180
4872 | 60 | 170 | 180
4873 | 60 | 170 | 180
4874 | 60 | 170 | 180
4875 | 60 | 170 | 180
4876 | 60 | 170 | 180
4877 | 60 | 170 | 180
4878 | 60 | 170 | 180
4879 | 60 | 170 | 180
4880 | 60 | 170 | 180
4881 | 60 | 170 | 180
4882 | 60 | 170 | 180
4883 | 60 | 170 | 180
4884 | 60 | 170 | 180
4885 | 60 | 170 | 180
4886 | 60 | 170 | 180
4887 | 60 | 170 | 180
4888 | 60 | 170 | 180
4889 | 60 | 170 | 180
4890 | 60 | 170 | 180
4891 | 60 | 170 | 180
4892 | 60 | 170 | 180
4893 | 60 | 170 | 180
4894 | 60 | 170 | 180
4895 | 60 | 170 | 180
4896 | 60 | 170 | 180
4897 | 60 | 170 | 180
4898 | 60 | 170 | 180
4899 | 60 | 170 | 180
4900 | 60 | 170 | 180
4901 | 60 | 170 | 180
4902 | 60 | 170 | 180
4903 | 60 | 170 | 180
4904 | 60 | 170 | 180
4905 | 60 | 170 | 180
4906 | 60 | 170 | 180
4907 | 60 | 170 | 180
4908 | 60 | 170 | 180
4909 | 60 | 170 | 180
4910 | 60 | 170 | 180
4911 | 60 | 170 | 180
4912 | 60 | 170 | 180
4913 | 60 | 170 | 180
4914 | 60 | 170 | 180
4915 | 60 | 170 | 180
4916 | 60 | 170 | 180
4917 | 60 | 170 | 180
4918 | 60 | 170 | 180
4919 | 60 | 170 | 180
4920 | 60 | 170 | 180
4921 | 60 | 170 | 180
4922 | 60 | 170 | 180
4923 | 60 | 170 | 180
4924 | 60 | 170 | 180
4925 | 60 | 170 | 180
4926 | 60 | 170 | 180
4927 | 60 | 170 | 180
4928 | 60 | 170 | 180
4929 | 60 | 170 | 180
4930 | 60 | 170 | 180
4931 | 60 | 170 | 180
4932 | 60 | 170 | 180
4933 | 60 | 170 | 180
4934 | 60 | 170 | 180
4935 | 60 | 170 | 180
4936 | 60 | 170 | 180
4937 | 60 | 170 | 180
4938 | 60 | 170 | 180
4939 | 60 | 170 | 180
4940 | 60 | 170 | 180
4941 | 60 | 170 | 180
4942 | 60 | 170 | 180
4943 | 60 | 170 | 180
4944 | 60 | 170 | 180
4945 | 60 | 170 | 180
4946 | 60 | 170 | 180
4947 | 60 | 170 | 180
4948 | 60 | 170 | 180
4949 | 60 | 170 | 180
4950 | 60 | 170 | 180
4951 | 60 | 170 | 180
4952 | 60 | 170 | 180
4953 | 60 | 170 | 180
4954 | 60 | 170 | 180
4955 | 60 | 170 | 180
4956 | 60 | 170 | 180
4957 | 60 | 170 | 180
4958 | 60 | 170 | 180
4959 | 60 | 170 | 180
4960 | 60 | 170 | 180
4961 | 60 | 170 | 180
4962 | 60 | 170 | 180
4963 | 60 | 170 | 180
4964 | 60 | 170 | 180
4965 | 60 | 170 | 180
4966 | 60 | 170 | 180
4967 | 60 | 170 | 180
4968 | 60 | 170 | 180
4969 | 60 | 170 | 180
4970 | 60 | 170 | 180
4971 | 60 | 170 | 180
4972 | 60 | 170 | 180
4973 | 60 | 170 | 180
4974 | 60 | 170 | 180
4975 | 60 | 170 | 180
4976 | 60 | 170 | 180
4977 | 60 | 170 | 180
4978 | 60 | 170 | 180
4979 | 60 | 170 | 180
4980 | 60 | 170 | 180
4981 | 60 | 170 | 180
4982 | 60 | 170 | 180
4983 | 60 | 170 | 180
4984 | 60 | 170 | 180
4985 | 60 | 170 | 180
4986 | 60 | 170 | 180
4987 | 60 | 170 | 180
4988 | 60 | 170 | 180
4989 | 60 | 170 | 180
4990 | 60 | 170 | 180
4991 | 60 | 170 | 180
4992 | 60 | 170 | 180
4993 | 60 | 170 | 180
4994 | 60 | 170 | 180
4995 | 60 | 170 | 180
4996 | 60 | 170 | 180
4997 | 60 | 170 | 180
4998 | 60 | 170 | 180
4999 | 60 | 170 | 180
5000 | 60 | 170 | 180
5001 | 60 | 170 | 180
5002 | 60 | 170 | 180
5003 | 60 | 170 | 180
5004 | 60 | 170 | 180
5005 | 60 | 170 | 180
5006 | 60 | 170 | 180
5007 | 60 | 170 | 180
5008 | 60 | 170 | 180
5009 | 60 | 170 | 180
5010 | 60 | 170 | 180
5011 | 60 | 170 | 180
5012 | 60 | 170 | 180
5013 | 60 | 170 | 180
5014 | 60 | 170 | 180
5015 | 60 | 170 | 180
5016 | 60 | 170 | 180
5017 | 60 | 170 | 180
5018 | 60 | 170 | 180
5019 | 60 | 170 | 180
5020 | 60 | 170 | 180
5021 | 60 | 170 | 180
5022 | 60 | 170 | 180
5023 | 60 | 170 | 180
5024 | 60 | 170 | 180
5025 | 60 | 170 | 180
5026 | 60 | 170 | 180
5027 | 60 | 170 | 180
5028 | 60 | 170 | 180
5029 | 60 | 170 | 180
5030 | 60 | 170 | 180
5031 | 60 | 170 | 180
5032 | 60 | 170 | 180
5033 | 60 | 170 | 180
5034 | 60 | 170 | 180
5035 | 60 | 170 | 180
5036 | 60 | 170 | 180
5037 | 60 | 170 | 180
5038 | 60 | 170 | 180
5039 | 60 | 170 | 180
5040 | 60 | 170 | 180
5041 | 60 | 170 | 180
5042 | 60 | 170 | 180
5043 | 60 | 170 | 180
5044 | 60 | 170 | 180
5045 | 60 | 170 | 180
5046 | 60 | 170 | 180
5047 | 60 | 170 | 180
5048 | 60 | 170 | 180
5049 | 60 | 170 | 180
5050 | 60 | 170 | 180
5051 | 60 | 170 | 180
5052 | 60 | 170 | 180
5053 | 60 | 170 | 180
5054 | 60 | 170 | 180
5055 | 60 | 170 | 180
5056 | 60 | 170 | 180
5057 | 60 | 170 | 180
5058 | 60 | 170 | 180
5059 | 60 | 170 | 180
5060 | 60 | 170 | 180
5061 | 60 | 170 | 180
5062 | 60 | 170 | 180
5063 | 60 | 170 | 180
5064 | 60 | 170 | 180
5065 | 60 | 170 | 180
5066 | 60 | 170 | 180
5067 | 60 | 170 | 180
5068 | 60 | 170 | 180
5069 | 60 | 170 | 180
5070 | 60 | 170 | 180
5071 | 60 | 170 | 180
5072 | 60 | 170 | 180
5073 | 60 | 170 | 180
5074 | 60 | 170 | 180
5075 | 60 | 170 | 180
5076 | 60 | 170 | 180
5077 | 60 | 170 | 180
5078 | 60 | 170 | 180
5079 | 60 | 170 | 180
5080 | 60 | 170 | 180
5081 | 60 | 170 | 180
5082 | 60 | 170 | 180
5083 | 60 | 170 | 180
5084 | 60 | 170 | 180
5085 | 60 | 170 | 180
5086 | 60 | 170 | 180
5087 | 60 | 170 | 180
5088 | 60 | 170 | 180
5089 | 60 | 170 | 180
5090 | 60 | 170 | 180
5091 | 60 | 170 | 180
5092 | 60 | 170 | 180
5093 | 60 | 170 | 180
5094 | 60 | 170 | 180
5095 | 60 | 170 | 180
5096 | 60 | 170 | 180
5097 | 60 | 170 | 180
5098 | 60 | 170 | 180
5099 | 60 | 170 | 180
5100 | 60 | 170 | 180
5101 | 60 | 170 | 180
5102 | 60 | 170 | 180
5103 | 60 | 170 | 180
5104 | 60 | 170 | 180
5105 | 60 | 170 | 180
5106 | 60 | 170 | 180
5107 | 60 | 170 | 180
5108 | 60 | 170 | 180
5109 | 60 | 170 | 180
5110 | 60 | 170 | 180
5111 | 60 | 170 | 180
5112 | 60 | 170 | 180
5113 | 60 | 170 | 180
5114 | 60 | 170 | 180
5115 | 60 | 170 | 180
5116 | 60 | 170 | 180
5117 | 60 | 170 | 180
5118 | 60 | 170 | 180
5119 | 60 | 170 | 180
5120 | 60 | 170 | 180
5121 | 60 | 170 | 180
5122 | 60 | 170 | 180
5123 | 60 | 170 | 180
5124 | 60 | 170 | 180
5125 | 60 | 170 | 180
5126 | 60 | 170 | 180
5127 | 60 | 170 | 180
5128 | 60 | 170 | 180
5129 | 60 | 170 | 180
5130 | 60 | 170 | 180
5131 | 60 | 170 | 180
5132 | 60 | 170 | 180
5133 | 60 | 170 | 180
5134 | 60 | 170 | 180
5135 | 60 | 170 | 180
5136 | 60 | 170 | 180
5137 | 60 | 170 | 180
5138 | 60 | 170 | 180
5139 | 60 | 170 | 180
5140 | 60 | 170 | 180
5141 | 60 | 170 | 180
5142 | 60 | 170 | 180
5143 | 60 | 170 | 180
5144 | 60 | 170 | 180
5145 | 60 | 170 | 180
5146 | 60 | 170 | 180
5147 | 60 | 170 | 180
5148 | 60 | 170 | 180
5149 | 60 | 170 | 180
5150 | 60 | 170 | 180
5151 | 60 | 170 | 180
5152 | 60 | 170 | 180
5153 | 60 | 170 | 180
5154 | 60 | 170 | 180
5155 | 60 | 170 | 180
5156 | 60 | 170 | 180
5157 | 60 | 170 | 180
5158 | 60 | 170 | 180
5159 | 60 | 170 | 180
5160 | 60 | 170 | 180
5161 | 60 | 170 | 180
5162 | 60 | 170 | 180
5163 | 60 | 170 | 180
5164 | 60 | 170 | 180
5165 | 60 | 170 | 180
5166 | 60 | 170 | 180
5167 | 60 | 170 | 180
5168 | 60 | 170 | 180
5169 | 60 | 170 | 180
5170 | 60 | 170 | 180
5171 | 60 | 170 | 180
5172 | 60 | 170 | 180
5173 | 60 | 170 | 180
5174 | 60 | 170 | 180
5175 | 60 | 170 | 180
5176 | 60 | 170 | 180
5177 | 60 | 170 | 180
5178 | 60 | 170 | 180
5179 | 60 | 170 | 180
5180 | 60 | 170 | 180
5181 | 60 | 170 | 180
5182 | 60 | 170 | 180
5183 | 60 | 170 | 180
5184 | 60 | 170 | 180
5185 | 60 | 170 | 180
5186 | 60 | 170 | 180
5187 | 60 | 170 | 180
5188 | 60 | 170 | 180
5189 | 60 | 170 | 180
5190 | 60 | 170 | 180
5191 | 60 | 170 | 180
5192 | 60 | 170 | 180
5193 | 60 | 170 | 180
5194 | 60 | 170 | 180
5195 | 60 | 170 | 180
5196 | 60 | 170 | 180
5197 | 60 | 170 | 180
5198 | 60 | 170 | 180
5199 | 60 | 170 | 180
5200 | 60 | 170 | 180
5201 | 60 | 170 | 180
5202 | 60 | 170 | 180
5203 | 60 | 170 | 180
5204 | 60 | 170 | 180
5205 | 60 | 170 | 180
5206 | 60 | 170 | 180
5207 | 60 | 170 | 180
5208 | 60 | 170 | 180
5209 | 60 | 170 | 180
5210 | 60 | 170 | 180
5211 | 60 | 170 | 180
5212 | 60 | 170 | 180
5213 | 60 | 170 | 180
5214 | 60 | 170 | 180
5215 | 60 | 170 | 180
5216 | 60 | 170 | 180
5217 | 60 | 170 | 180
5218 | 60 | 170 | 180
5219 | 60 | 170 | 180
5220 | 60 | 170 | 180
5221 | 60 | 170 | 180
5222 | 60 | 170 | 180
5223 | 60 | 170 | 180
5224 | 60 | 170 | 180
5225 | 60 | 170 | 180
5226 | 60 | 170 | 180
5227 | 60 | 170 | 180
5228 | 60 | 170 | 180
5229 | 60 | 170 | 180
5230 | 60 | 170 | 180
5231 | 60 | 170 | 180
5232 | 60 | 170 | 180
5233 | 60 | 170 | 180
5234 | 60 | 170 | 180
5235 | 60 | 170 | 180
5236 | 60 | 170 | 180
5237 | 60 | 170 | 180
5238 | 60 | 170 | 180
5239 | 60 | 170 | 180
5240 | 60 | 170 | 180
5241 | 60 | 170 | 180
5242 | 60 | 170 | 180
5243 | 60 | 170 | 180
5244 | 60 | 170 | 180
5245 | 60 | 170 | 180
5246 | 60 | 170 | 180
5247 | 60 | 170 | 180
5248 | 60 | 170 | 180
5249 | 60 | 170 | 180
5250 | 60 | 170 | 180
5251 | 60 | 170 | 180
5252 | 60 | 170 | 180
5253 | 60 | 170 | 180
5254 | 60 | 170 | 180
5255 | 60 | 170 | 180
5256 | 60 | 170 | 180
5257 | 60 | 170 | 180
5258 | 60 | 170 | 180
5259 | 60 | 170 | 180
5260 | 60 | 170 | 180
5261 | 60 | 170 | 180
5262 | 60 | 170 | 180
5263 | 60 | 170 | 180
5264 | 60 | 170 | 180
5265 | 60 | 170 | 180
5266 | 60 | 170 | 180
5267 | 60 | 170 | 180
5268 | 60 | 170 | 180
5269 | 60 | 170 | 180
5270 | 60 | 170 | 180
5271 | 60 | 170 | 180
5272 | 60 | 170 | 180
5273 | 60 | 170 | 180
5274 | 60 | 170 | 180
5275 | 60 | 170 | 180
5276 | 60 | 170 | 180
5277 | 60 | 170 | 180
5278 | 60 | 170 | 180
5279 | 60 | 170 | 180
5280 | 60 | 170 | 180
5281 | 60 | 170 | 180
5282 | 60 | 170 | 180
5283 | 60 | 170 | 180
5284 | 60 | 170 | 180
5285 | 60 | 170 | 180
5286 | 60 | 170 | 180
5287 | 60 | 170 | 180
5288 | 60 | 170 | 180
5289 | 60 | 170 | 180
5290 | 60 | 170 | 180
5291 | 60 | 170 | 180
5292 | 60 | 170 | 180
5293 | 60 | 170 | 180
5294 | 60 | 170 | 180
5295 | 60 | 170 | 180
5296 | 60 | 170 | 180
5297 | 60 | 170 | 180
5298 | 60 | 170 | 180
5299 | 60 | 170 | 180
5300 | 60 | 170 | 180
5301 | 60 | 170 | 180
5302 | 60 | 170 | 180
5303 | 60 | 170 | 180
5304 | 60 | 170 | 180
5305 | 60 | 170 | 180
5306 | 60 | 170 | 180
5307 | 60 | 170 | 180
5308 | 60 | 170 | 180
5309 | 60 | 170 | 180
5310 | 60 | 170 | 180
5311 | 60 | 170 | 180
5312 | 60 | 170 | 180
5313 | 60 | 170 | 180
5314 | 60 | 170 | 180
5315 | 60 | 170 | 180
5316 | 60 | 170 | 180
5317 | 60 | 170 | 180
5318 | 60 | 170 | 180
5319 | 60 | 170 | 180
5320 | 60 | 170 | 180
5321 | 60 | 170 | 180
5322 | 60 | 170 | 180
5323 | 60 | 170 | 180
5324 | 60 | 170 | 180
5325 | 60 | 170 | 180
5326 | 60 | 170 | 180
5327 | 60 | 170 | 180
5328 | 60 | 170 | 180
5329 | 60 | 170 | 180
5330 | 60 | 170 | 180
5331 | 60 | 170 | 180
5332 | 60 | 170 | 180
5333 | 60 | 170 | 180
5334 | 60 | 170 | 180
5335 | 60 | 170 | 180
5336 | 60 | 170 | 180
5337 | 60 | 170 | 180
5338 | 60 | 170 | 180
5339 | 60 | 170 | 180
5340 | 60 | 170 | 180
5341 | 60 | 170 | 180
5342 | 60 | 170 | 180
5343 | 60 | 170 | 180
5344 | 60 | 170 | 180
5345 | 60 | 170 | 180
5346 | 60 | 170 | 180
5347 | 60 | 170 | 180
5348 | 60 | 170 | 180
5349 | 60 | 170 | 180
5350 | 60 | 170 | 180
5351 | 60 | 170 | 180
5352 | 60 | 170 | 180
5353 | 60 | 170 | 180
5354 | 60 | 170 | 180
5355 | 60 | 170 | 180
5356 | 60 | 170 | 180
5357 | 60 | 170 | 180
5358 | 60 | 170 | 180
5359 | 60 | 170 | 180
5360 | 60 | 170 | 180
5361 | 60 | 170 | 180
5362 | 60 | 170 | 180
5363 | 60 | 170 | 180
5364 | 60 | 170 | 180
5365 | 60 | 170 | 180
5366 | 60 | 170 | 180
5367 | 60 | 170 | 180
5368 | 60 | 170 | 180
5369 | 60 | 170 | 180
5370 | 60 | 170 | 180
5371 | 60 | 170 | 180
5372 | 60 | 170 | 180
5373 | 60 | 170 | 180
5374 | 60 | 170 | 180
5375 | 60 | 170 | 180
5376 | 60 | 170 | 180
5377 | 60 | 170 | 180
5378 | 60 | 170 | 180
5379 | 60 | 170 | 180
5380 | 60 | 170 | 180
5381 | 60 | 170 | 180
5382 | 60 | 170 | 180
5383 | 60 | 170 | 180
5384 | 60 | 170 | 180
5385 | 60 | 170 | 180
5386 | 60 | 170 | 180
5387 | 60 | 170 | 180
5388 | 60 | 170 | 180
5389 | 60 | 170 | 180
5390 | 60 | 170 | 180
5391 | 60 | 170 | 180
5392 | 60 | 170 | 180
5393 | 60 | 170 | 180
5394 | 60 | 170 | 180
5395 | 60 | 170 | 180
5396 | 60 | 170 | 180
5397 | 60 | 170 | 180
5398 | 60 | 170 | 180
5399 | 60 | 170 | 180
5400 | 60 | 170 | 180
5401 | 60 | 170 | 180
5402 | 60 | 170 | 180
5403 | 60 | 170 | 180
5404 | 60 | 170 | 180
5405 | 60 | 170 | 180
5406 | 60 | 170 | 180
5407 | 60 | 170 | 180
5408 | 60 | 170 | 180
5409 | 60 | 170 | 180
5410 | 60 | 170 | 180
5411 | 60 | 170 | 180
5412 | 60 | 170 | 180
5413 | 60 | 170 | 180
5414 | 60 | 170 | 180
5415 | 60 | 170 | 180
5416 | 60 | 170 | 180
5417 | 60 | 170 | 180
5418 | 60 | 170 | 180
5419 | 60 | 170 | 180
5420 | 60 | 170 | 180
5421 | 60 | 170 | 180
5422 | 60 | 170 | 180
5423 | 60 | 170 | 180
5424 | 60 | 170 | 180
5425 | 60 | 170 | 180
5426 | 60 | 170 | 180
5427 | 60 | 170 | 180
5428 | 60 | 170 | 180
5429 | 60 | 170 | 180
5430 | 60 | 170 | 180
5431 | 60 | 170 | 180
5432 | 60 | 170 | 180
5433 | 60 | 170 | 180
5434 | 60 | 170 | 180
5435 | 60 | 170 | 180
5436 | 60 | 170 | 180
5437 | 60 | 170 | 180
5438 | 60 | 170 | 180
5439 | 60 | 170 | 180
5440 | 60 | 170 | 180
5441 | 60 | 170 | 180
5442 | 60 | 170 | 180
5443 | 60 | 170 | 180
5444 | 60 | 170 | 180
5445 | 60 | 170 | 180
5446 | 60 | 170 | 180
5447 | 60 | 170 | 180
5448 | 60 | 170 | 180
5449 | 60 | 170 | 180
5450 | 60 | 170 | 180
5451 | 60 | 170 | 180
5452 | 60 | 170 | 180
5453 | 60 | 170 | 180
5454 | 60 | 170 | 180
5455 | 60 | 170 | 180
5456 | 60 | 170 | 180
5457 | 60 | 170 | 180
5458 | 60 | 170 | 180
5459 | 60 | 170 | 180
5460 | 60 | 170 | 180
5461 | 60 | 170 | 180
5462 | 60 | 170 | 180
5463 | 60 | 170 | 180
5464 | 60 | 170 | 180
5465 | 60 | 170 | 180
5466 | 60 | 170 | 180
5467 | 60 | 170 | 180
5468 | 60 | 170 | 180
5469 | 60 | 170 | 180
5470 | 60 | 170 | 180
5471 | 60 | 170 | 180
5472 | 60 | 170 | 180
5473 | 60 | 170 | 180
5474 | 60 | 170 | 180
5475 | 60 | 170 | 180
5476 | 60 | 170 | 180
5477 | 60 | 170 | 180
5478 | 60 | 170 | 180
5479 | 60 | 170 | 180
5480 | 60 | 170 | 180
5481 | 60 | 170 | 180
5482 | 60 | 170 | 180
5483 | 60 | 170 | 180
5484 | 60 | 170 | 180
5485 | 60 | 170 | 180
5486 | 60 | 170 | 180
5487 | 60 | 170 | 180
5488 | 60 | 170 | 180
5489 | 60 | 170 | 180
5490 | 60 | 170 | 180
5491 | 60 | 170 | 180
5492 | 60 | 170 | 180
5493 | 60 | 170 | 180
5494 | 60 | 170 | 180
5495 | 60 | 170 | 180
5496 | 60 | 170 | 180
5497 | 60 | 170 | 180
5498 | 60 | 170 | 180
5499 | 60 | 170 | 180
5500 | 60 | 170 | 180
5501 | 60 | 170 | 180
5502 | 60 | 170 | 180
5503 | 60 | 170 | 180
5504 | 60 | 170 | 180
5505 | 60 | 170 | 180
5506 | 60 | 170 | 180
5507 | 60 | 170 | 180
5508 | 60 | 170 | 180
5509 | 60 | 170 | 180
5510 | 60 | 170 | 180
5511 | 60 | 170 | 180
5512 | 60 | 170 | 180
5513 | 60 | 170 | 180
5514 | 60 | 170 | 180
5515 | 60 | 170 | 180
5516 | 60 | 170 | 180
5517 | 60 | 170 | 180
5518 | 60 | 170 | 180
5519 | 60 | 170 | 180
5520 | 60 | 170 | 180
5521 | 60 | 170 | 180
5522 | 60 | 170 | 180
5523 | 60 | 170 | 180
5524 | 60 | 170 | 180
5525 | 60 | 170 | 180
5526 | 60 | 170 | 180
5527 | 60 | 170 | 180
5528 | 60 | 170 | 180
5529 | 60 | 170 | 180
5530 | 60 | 170 | 180
5531 | 60 | 170 | 180
5532 | 60 | 170 | 180
5533 | 60 | 170 | 180
5534 | 60 | 170 | 180
5535 | 60 | 170 | 180
5536 | 60 | 170 | 180
5537 | 60 | 170 | 180
5538 | 60 | 170 | 180
5539 | 60 | 170 | 180
5540 | 60 | 170 | 180
5541 | 60 | 170 | 180
5542 | 60 | 170 | 180
5543 | 60 | 170 | 180
5544 | 60 | 170 | 180
5545 | 60 | 170 | 180
5546 | 60 | 170 | 180
5547 | 60 | 170 | 180
5548 | 60 | 170 | 180
5549 | 60 | 170 | 180
5550 | 60 | 170 | 180
5551 | 60 | 170 | 180
5552 | 60 | 170 | 180
5553 | 60 | 170 | 180
5554 | 60 | 170 | 180
5555 | 60 | 170 | 180
5556 | 60 | 170 | 180
5557 | 60 | 170 | 180
5558 | 60 | 170 | 180
5559 | 60 | 170 | 180
5560 | 60 | 170 | 180
5561 | 60 | 170 | 180
5562 | 60 | 170 | 180
5563 | 60 | 170 | 180
5564 | 60 | 170 | 180
5565 | 60 | 170 | 180
5566 | 60 | 170 | 180
5567 | 60 | 170 | 180
5568 | 60 | 170 | 180
5569 | 60 | 170 | 180
5570 | 60 | 170 | 180
5571 | 60 | 170 | 180
5572 | 60 | 170 | 180
5573 | 60 | 170 | 180
5574 | 60 | 170 | 180
5575 | 60 | 170 | 180
5576 | 60 | 170 | 180
5577 | 60 | 170 | 180
5578 | 60 | 170 | 180
5579 | 60 | 170 | 180
5580 | 60 | 170 | 180
5581 | 60 | 170 | 180
5582 | 60 | 170 | 180
5583 | 60 | 170 | 180
5584 | 60 | 170 | 180
5585 | 60 | 170 | 180
5586 | 60 | 170 | 180
5587 | 60 | 170 | 180
5588 | 60 | 170 | 180
5589 | 60 | 170 | 180
5590 | 60 | 170 | 180
5591 | 60 | 170 | 180
5592 | 60 | 170 | 180
5593 | 60 | 170 | 180
5594 | 60 | 170 | 180
5595 | 60 | 170 | 180
5596 | 60 | 170 | 180
5597 | 60 | 170 | 180
5598 | 60 | 170 | 180
5599 | 60 | 170 | 180
5600 | 60 | 170 | 180
5601 | 60 | 170 | 180
5602 | 60 | 170 | 180
5603 | 60 | 170 | 180
5604 | 60 | 170 | 180
5605 | 60 | 170 | 180
5606 | 60 | 170 | 180
5607 | 60 | 170 | 180
5608 | 60 | 170 | 180
5609 | 60 | 170 | 180
5610 | 60 | 170 | 180
5611 | 60 | 170 | 180
5612 | 60 | 170 | 180
5613 | 60 | 170 | 180
5614 | 60 | 170 | 180
5615 | 60 | 170 | 180
5616 | 60 | 170 | 180
5617 | 60 | 170 | 180
5618 | 60 | 170 | 180
5619 | 60 | 170 | 180
5620 | 60 | 170 | 180
5621 | 60 | 170 | 180
5622 | 60 | 170 | 180
5623 | 60 | 170 | 180
5624 | 60 | 170 | 180
5625 | 60 | 170 | 180
5626 | 60 | 170 | 180
5627 | 60 | 170 | 180
5628 | 60 | 170 | 180
5629 | 60 | 170 | 180
5630 | 60 | 170 | 180
5631 | 60 | 170 | 180
5632 | 60 | 170 | 180
5633 | 60 | 170 | 180
5634 | 60 | 170 | 180
5635 | 60 | 170 | 180
5636 | 60 | 170 | 180
5637 | 60 | 170 | 180
5638 | 60 | 170 | 180
5639 | 60 | 170 | 180
5640 | 60 | 170 | 180
5641 | 60 | 170 | 180
5642 | 60 | 170 | 180
5643 | 60 | 170 | 180
5644 | 60 | 170 | 180
5645 | 60 | 170 | 180
5646 | 60 | 170 | 180
5647 | 60 | 170 | 180
5648 | 60 | 170 | 180
5649 | 60 | 170 | 180
5650 | 60 | 170 | 180
5651 | 60 | 170 | 180
5652 | 60 | 170 | 180
5653 | 60 | 170 | 180
5654 | 60 | 170 | 180
5655 | 60 | 170 | 180
5656 | 60 | 170 | 180
5657 | 60 | 170 | 180
5658 | 60 | 170 | 180
5659 | 60 | 170 | 180
5660 | 60 | 170 | 180
5661 | 60 | 170 | 180
5662 | 60 | 170 | 180
5663 | 60 | 170 | 180
5664 | 60 | 170 | 180
5665 | 60 | 170 | 180
5666 | 60 | 170 | 180
5667 | 60 | 170 | 180
5668 | 60 | 170 | 180
5669 | 60 | 170 | 180
5670 | 60 | 170 | 180
5671 | 60 | 170 | 180
5672 | 60 | 170 | 180
5673 | 60 | 170 | 180
5674 | 60 | 170 | 180
5675 | 60 | 170 | 180
5676 | 60 | 170 | 180
5677 | 60 | 170 | 180
5678 | 60 | 170 | 180
5679 | 60 | 170 | 180
5680 | 60 | 170 | 180
5681 | 60 | 170 | 180
5682 | 60 | 170 | 180
5683 | 60 | 170 | 180
5684 | 60 | 170 | 180
5685 | 60 | 170 | 180
5686 | 60 | 170 | 180
5687 | 60 | 170 | 180
5688 | 60 | 170 | 180
5689 | 60 | 170 | 180
5690 | 60 | 170 | 180
5691 | 60 | 170 | 180
5692 | 60 | 170 | 180
5693 | 60 | 170 | 180
5694 | 60 | 170 | 180
5695 | 60 | 170 | 180
5696 | 60 | 170 | 180
5697 | 60 | 170 | 180
5698 | 60 | 170 | 180
5699 | 60 | 170 | 180
5700 | 60 | 170 | 180
5701 | 60 | 170 | 180
5702 | 60 | 170 | 180
5703 | 60 | 170 | 180
5704 | 60 | 170 | 180
5705 | 60 | 170 | 180
5706 | 60 | 170 | 180
5707 | 60 | 170 | 180
5708 | 60 | 170 | 180
5709 | 60 | 170 | 180
5710 | 60 | 170 | 180
5711 | 60 | 170 | 180
5712 | 60 | 170 | 180
5713 | 60 | 170 | 180
5714 | 60 | 170 | 180
5715 | 60 | 170 | 180
5716 | 60 | 170 | 180
5717 | 60 | 170 | 180
5718 | 60 | 170 | 180
5719 | 60 | 170 | 180
5720 | 60 | 170 | 180
5721 | 60 | 170 | 180
5722 | 60 | 170 | 180
5723 | 60 | 170 | 180
5724 | 60 | 170 | 180
5725 | 60 | 170 | 180
5726 | 60 | 170 | 180
5727 | 60 | 170 | 180
5728 | 60 | 170 | 180
5729 | 60 | 170 | 180
5730 | 60 | 170 | 180
5731 | 60 | 170 | 180
5732 | 60 | 170 | 180
5733 | 60 | 170 | 180
5734 | 60 | 170 | 180
5735 | 60 | 170 | 180
5736 | 60 | 170 | 180
5737 | 60 | 170 | 180
5738 | 60 | 170 | 180
5739 | 60 | 170 | 180
5740 | 60 | 170 | 180
5741 | 60 | 170 | 180
5742 | 60 | 170 | 180
5743 | 60 | 170 | 180
5744 | 60 | 170 | 180
5745 | 60 | 170 | 180
5746 | 60 | 170 | 180
5747 | 60 | 170 | 180
5748 | 60 | 170 | 180
5749 | 60 | 170 | 180
5750 | 60 | 170 | 180
5751 | 60 | 170 | 180
5752 | 60 | 170 | 180
5753 | 60 | 170 | 180
5754 | 60 | 170 | 180
5755 | 60 | 170 | 180
5756 | 60 | 170 | 180
5757 | 60 | 170 | 180
5758 | 60 | 170 | 180
5759 | 60 | 170 | 180
5760 | 60 | 170 | 180
5761 | 60 | 170 | 180
5762 | 60 | 170 | 180
5763 | 60 | 170 | 180
5764 | 60 | 170 | 180
5765 | 60 | 170 | 180
5766 | 60 | 170 | 180
5767 | 60 | 170 | 180
5768 | 60 | 170 | 180
5769 | 60 | 170 | 180
5770 | 60 | 170 | 180
5771 | 60 | 170 | 180
5772 | 60 | 170 | 180
5773 | 60 | 170 | 180
5774 | 60 | 170 | 180
5775 | 60 | 170 | 180
5776 | 60 | 170 | 180
5777 | 60 | 170 | 180
5778 | 60 | 170 | 180
5779 | 60 | 170 | 180
5780 | 60 | 170 | 180
5781 | 60 | 170 | 180
5782 | 60 | 170 | 180
5783 | 60 | 170 | 180
5784 | 60 | 170 | 180
5785 | 60 | 170 | 180
5786 | 60 | 170 | 180
5787 | 60 | 170 | 180
5788 | 60 | 170 | 180
5789 | 60 | 170 | 180
5790 | 60 | 170 | 180
5791 | 60 | 170 | 180
5792 | 60 | 170 | 180
5793 | 60 | 170 | 180
5794 | 60 | 170 | 180
5795 | 60 | 170 | 180
5796 | 60 | 170 | 180
5797 | 60 | 170 | 180
5798 | 60 | 170 | 180
5799 | 60 | 170 | 180
5800 | 60 | 170 | 180
5801 | 60 | 170 | 180
5802 | 60 | 170 | 180
5803 | 60 | 170 | 180
5804 | 60 | 170 | 180
5805 | 60 | 170 | 180
5806 | 60 | 170 | 180
5807 | 60 | 170 | 180
5808 | 60 | 170 | 180
5809 | 60 | 170 | 180
5810 | 60 | 170 | 180
5811 | 60 | 170 | 180
5812 | 60 | 170 | 180
5813 | 60 | 170 | 180
5814 | 60 | 170 | 180
5815 | 60 | 170 | 180
5816 | 60 | 170 | 180
5817 | 60 | 170 | 180
5818 | 60 | 170 | 180
5819 | 60 | 170 | 180
5820 | 60 | 170 | 180
5821 | 60 | 170 | 180
5822 | 60 | 170 | 180
5823 | 60 | 170 | 180
5824 | 60 | 170 | 180
5825 | 60 | 170 | 180
5826 | 60 | 170 | 180
5827 | 60 | 170 | 180
5828 | 60 | 170 | 180
5829 | 60 | 170 | 180
5830 | 60 | 170 | 180
5831 | 60 | 170 | 180
5832 | 60 | 170 | 180
5833 | 60 | 170 | 180
5834 | 60 | 170 | 180
5835 | 60 | 170 | 180
5836 | 60 | 170 | 180
5837 | 60 | 170 | 180
5838 | 60 | 170 | 180
5839 | 60 | 170 | 180
5840 | 60 | 170 | 180
5841 | 60 | 170 | 180
5842 | 60 | 170 | 180
5843 | 60 | 170 | 180
5844 | 60 | 170 | 180
5845 | 60 | 170 | 180
5846 | 60 | 170 | 180
5847 | 60 | 170 | 180
5848 | 60 | 170 | 180
5849 | 60 | 170 | 180
5850 | 60 | 170 | 180
5851 | 60 | 170 | 180
5852 | 60 | 170 | 180
5853 | 60 | 170 | 180
5854 | 60 | 170 | 180
5855 | 60 | 170 | 180
5856 | 60 | 170 | 180
5857 | 60 | 170 | 180
5858 | 60 | 170 | 180
5859 | 60 | 170 | 180
5860 | 60 | 170 | 180
5861 | 60 | 170 | 180
5862 | 60 | 170 | 180
5863 | 60 | 170 | 180
5864 | 60 | 170 | 180
5865 | 60 | 170 | 180
5866 | 60 | 170 | 180
5867 | 60 | 170 | 180
5868 | 60 | 170 | 180
5869 | 60 | 170 | 180
5870 | 60 | 170 | 180
5871 | 60 | 170 | 180
5872 | 60 | 170 | 180
5873 | 60 | 170 | 180
5874 | 60 | 170 | 180
5875 | 60 | 170 | 180
5876 | 60 | 170 | 180
5877 | 60 | 170 | 180
5878 | 60 | 170 | 180
5879 | 60 | 170 | 180
5880 | 60 | 170 | 180
5881 | 60 | 170 | 180
5882 | 60 | 170 | 180
5883 | 60 | 170 | 180
5884 | 60 | 170 | 180
5885 | 60 | 170 | 180
5886 | 60 | 170 | 180
5887 | 60 | 170 | 180
5888 | 60 | 170 | 180
5889 | 60 | 170 | 180
5890 | 60 | 170 | 180
5891 | 60 | 170 | 180
5892 | 60 | 170 | 180
5893 | 60 | 170 | 180
5894 | 60 | 170 | 180
5895 | 60 | 170 | 180
5896 | 60 | 170 | 180
5897 | 60 | 170 | 180
5898 | 60 | 170 | 180
5899 | 60 | 170 | 180
5900 | 60 | 170 | 180
5901 | 60 | 170 | 180
5902 | 60 | 170 | 180
5903 | 60 | 170 | 180
5904 | 60 | 170 | 180
5905 | 60 | 170 | 180
5906 | 60 | 170 | 180
5907 | 60 | 170 | 180
5908 | 60 | 170 | 180
5909 | 60 | 170 | 180
5910 | 60 | 170 | 180
5911 | 60 | 170 | 180
5912 | 60 | 170 | 180
5913 | 60 | 170 | 180
5914 | 60 | 170 | 180
5915 | 60 | 170 | 180
5916 | 60 | 170 | 180
5917 | 60 | 170 | 180
5918 | 60 | 170 | 180
5919 | 60 | 170 | 180
5920 | 60 | 170 | 180
5921 | 60 | 170 | 180
5922 | 60 | 170 | 180
5923 | 60 | 170 | 180
5924 | 60 | 170 | 180
5925 | 60 | 170 | 180
5926 | 60 | 170 | 180
5927 | 60 | 170 | 180
5928 | 60 | 170 | 180
5929 | 60 | 170 | 180
5930 | 60 | 170 | 180
5931 | 60 | 170 | 180
5932 | 60 | 170 | 180
5933 | 60 | 170 | 180
5934 | 60 | 170 | 180
5935 | 60 | 170 | 180
5936 | 60 | 170 | 180
5937 | 60 | 170 | 180
5938 | 60 | 170 | 180
5939 | 60 | 170 | 180
5940 | 60 | 170 | 180
5941 | 60 | 170 | 180
5942 | 60 | 170 | 180
5943 | 60 | 170 | 180
5944 | 60 | 170 | 180
5945 | 60 | 170 | 180
5946 | 60 | 170 | 180
5947 | 60 | 170 | 180
5948 | 60 | 170 | 180
5949 | 60 | 170 | 180
5950 | 60 | 170 | 180
5951 | 60 | 170 | 180
5952 | 60 | 170 | 180
5953 | 60 | 170 | 180
5954 | 60 | 170 | 180
5955 | 60 | 170 | 180
5956 | 60 | 170 | 180
5957 | 60 | 170 | 180
5958 | 60 | 170 | 180
5959 | 60 | 170 | 180
5960 | 60 | 170 | 180
5961 | 60 | 170 | 180
5962 | 60 | 170 | 180
5963 | 60 | 170 | 180
5964 | 60 | 170 | 180
5965 | 60 | 170 | 180
5966 | 60 | 170 | 180
5967 | 60 | 170 | 180
5968 | 60 | 170 | 180
5969 | 60 | 170 | 180
5970 | 60 | 170 | 180
5971 | 60 | 170 | 180
5972 | 60 | 170 | 180
5973 | 60 | 170 | 180
5974 | 60 | 170 | 180
5975 | 60 | 170 | 180
5976 | 60 | 170 | 180
5977 | 60 | 170 | 180
5978 | 60 | 170 | 180
5979 | 60 | 170 | 180
5980 | 60 | 170 | 180
5981 | 60 | 170 | 180
5982 | 60 | 170 | 180
5983 | 60 | 170 | 180
5984 | 60 | 170 | 180
5985 | 60 | 170 | 180
5986 | 60 | 170 | 180
5987 | 60 | 170 | 180
5988 | 60 | 170 | 180
5989 | 60 | 170 | 180
5990 | 60 | 170 | 180
5991 | 60 | 170 | 180
5992 | 60 | 170 | 180
5993 | 60 | 170 | 180
5994 | 60 | 170 | 180
5995 | 60 | 170 | 180
5996 | 60 | 170 | 180
5997 | 60 | 170 | 180
5998 | 60 | 170 | 180
5999 | 60 | 170 | 180
6000 | 60 | 170 | 180
6001 | 60 | 170 | 180
6002 | 60 | 170 | 180
6003 | 60 | 170 | 180
6004 | 60 | 170 | 180
6005 | 60 | 170 | 180
6006 | 60 | 170 | 180
6007 | 60 | 170 | 180
6008 | 60 | 170 | 180
6009 | 60 | 170 | 180
6010 | 60 | 170 | 180
6011 | 60 | 170 | 180
6012 | 60 | 170 | 180
6013 | 60 | 170 | 180
6014 | 60 | 170 | 180
6015 | 60 | 170 | 180
6016 | 60 | 170 | 180
6017 | 60 | 170 | 180
6018 | 60 | 170 | 180
6019 | 60 | 170 | 180
6020 | 60 | 170 | 180
6021 | 60 | 170 | 180
6022 | 60 | 170 | 180
6023 | 60 | 170 | 180
6024 | 60 | 170 | 180
6025 | 60 | 170 | 180
6026 | 60 | 170 | 180
6027 | 60 | 170 | 180
6028 | 60 | 170 | 180
6029 | 60 | 170 | 180
6030 | 60 | 170 | 180
6031 | 60 | 170 | 180
6032 | 60 | 170 | 180
6033 | 60 | 170 | 180
6034 | 60 | 170 | 180
6035 | 60 | 170 | 180
6036 | 60 | 170 | 180
6037 | 60 | 170 | 180
6038 | 60 | 170 | 180
6039 | 60 | 170 | 180
6040 | 60 | 170 | 180
6041 | 60 | 170 | 180
6042 | 60 | 170 | 180
6043 | 60 | 170 | 180
6044 | 60 | 170 | 180
6045 | 60 | 170 | 180
6046 | 60 | 170 | 180
6047 | 60 | 170 | 180
6048 | 60 | 170 | 180
6049 | 60 | 170 | 180
6050 | 60 | 170 | 180
6051 | 60 | 170 | 180
6052 | 60 | 170 | 180
6053 | 60 | 170 | 180
6054 | 60 | 170 | 180
6055 | 60 | 170 | 180
6056 | 60 | 170 | 180
6057 | 60 | 170 | 180
6058 | 60 | 170 | 180
6059 | 60 | 170 | 180
6060 | 60 | 170 | 180
6061 | 60 | 170 | 180
6062 | 60 | 170 | 180
6063 | 60 | 170 | 180
6064 | 60 | 170 | 180
6065 | 60 | 170 | 180
6066 | 60 | 170 | 180
6067 | 60 | 170 | 180
6068 | 60 | 170 | 180
6069 | 60 | 170 | 180
6070 | 60 | 170 | 180
6071 | 60 | 170 | 180
6072 | 60 | 170 | 180
6073 | 60 | 170 | 180
6074 | 60 | 170 | 180
6075 | 60 | 170 | 180
6076 | 60 | 170 | 180
6077 | 60 | 170 | 180
6078 | 60 | 170 | 180
6079 | 60 | 170 | 180
6080 | 60 | 170 | 180
6081 | 60 | 170 | 180
6082 | 60 | 170 | 180
6083 | 60 | 170 | 180
6084 | 60 | 170 | 180
6085 | 60 | 170 | 180
6086 | 60 | 170 | 180
6087 | 60 | 170 | 180
6088 | 60 | 170 | 180
6089 | 60 | 170 | 180
6090 | 60 | 170 | 180
6091 | 60 | 170 | 180
6092 | 60 | 170 | 180
6093 | 60 | 170 | 180
6094 | 60 | 170 | 180
6095 | 60 | 170 | 180
6096 | 60 | 170 | 180
6097 | 60 | 170 | 180
6098 | 60 | 170 | 180
6099 | 60 | 170 | 180
6100 | 60 | 170 | 180
6101 | 60 | 170 | 180
6102 | 60 | 170 | 180
6103 | 60 | 170 | 180
6104 | 60 | 170 | 180
6105 | 60 | 170 | 180
6106 | 60 | 170 | 180
6107 | 60 | 170 | 180
6108 | 60 | 170 | 180
6109 | 60 | 170 | 180
6110 | 60 | 170 | 180
6111 | 60 | 170 | 180
6112 | 60 | 170 | 180
6113 | 60 | 170 | 180
6114 | 60 | 170 | 180
6115 | 60 | 170 | 180
6116 | 60 | 170 | 180
6117 | 60 | 170 | 180
6118 | 60 | 170 | 180
6119 | 60 | 170 | 180
6120 | 60 | 170 | 180
6121 | 60 | 170 | 180
6122 | 60 | 170 | 180
6123 | 60 | 170 | 180
6124 | 60 | 170 | 180
6125 | 60 | 170 | 180
6126 | 60 | 170 | 180
6127 | 60 | 170 | 180
6128 | 60 | 170 | 180
6129 | 60 | 170 | 180
6130 | 60 | 170 | 180
6131 | 60 | 170 | 180
6132 | 60 | 170 | 180
6133 | 60 | 170 | 180
6134 | 60 | 170 | 180
6135 | 60 | 170 | 180
6136 | 60 | 170 | 180
6137 | 60 | 170 | 180
6138 | 60 | 170 | 180
6139 | 60 | 170 | 180
6140 | 60 | 170 | 180
6141 | 60 | 170 | 180
6142 | 60 | 170 | 180
6143 | 60 | 170 | 180
6144 | 60 | 170 | 180
6145 | 60 | 170 | 180
6146 | 60 | 170 | 180
6147 | 60 | 170 | 180
6148 | 60 | 170 | 180
6149 | 60 | 170 | 180
6150 | 60 | 170 | 180
6151 | 60 | 170 | 180
6152 | 60 | 170 | 180
6153 | 60 | 170 | 180
6154 | 60 | 170 | 180
6155 | 60 | 170 | 180
6156 | 60 | 170 | 180
6157 | 60 | 170 | 180
6158 | 60 | 170 | 180
6159 | 60 | 170 | 180
6160 | 60 | 170 | 180
6161 | 60 | 170 | 180
6162 | 60 | 170 | 180
6163 | 60 | 170 | 180
6164 | 60 | 170 | 180
6165 | 60 | 170 | 180
6166 | 60 | 170 | 180
6167 | 60 | 170 | 180
6168 | 60 | 170 | 180
6169 | 60 | 170 | 180
6170 | 60 | 170 | 180
6171 | 60 | 170 | 180
6172 | 60 | 170 | 180
6173 | 60 | 170 | 180
6174 | 60 | 170 | 180
6175 | 60 | 170 | 180
6176 | 60 | 170 | 180
6177 | 60 | 170 | 180
6178 | 60 | 170 | 180
6179 | 60 | 170 | 180
6180 | 60 | 170 | 180
6181 | 60 | 170 | 180
6182 | 60 | 170 | 180
6183 | 60 | 170 | 180
6184 | 60 | 170 | 180
6185 | 60 | 170 | 180
6186 | 60 | 170 | 180
6187 | 60 | 170 | 180
6188 | 60 | 170 | 180
6189 | 60 | 170 | 180
6190 | 60 | 170 | 180
6191 | 60 | 170 | 180
6192 | 60 | 170 | 180
6193 | 60 | 170 | 180
6194 | 60 | 170 | 180
6195 | 60 | 170 | 180
6196 | 60 | 170 | 180
6197 | 60 | 170 | 180
6198 | 60 | 170 | 180
6199 | 60 | 170 | 180
6200 | 60 | 170 | 180
6201 | 60 | 170 | 180
6202 | 60 | 170 | 180
6203 | 60 | 170 | 180
6204 | 60 | 170 | 180
6205 | 60 | 170 | 180
6206 | 60 | 170 | 180
6207 | 60 | 170 | 180
6208 | 60 | 170 | 180
6209 | 60 | 170 | 180
6210 | 60 | 170 | 180
6211 | 60 | 170 | 180
6212 | 60 | 170 | 180
6213 | 60 | 170 | 180
6214 | 60 | 170 | 180
6215 | 60 | 170 | 180
6216 | 60 | 170 | 180
6217 | 60 | 170 | 180
6218 | 60 | 170 | 180
6219 | 60 | 170 | 180
6220 | 60 | 170 | 180
6221 | 60 | 170 | 180
6222 | 60 | 170 | 180
6223 | 60 | 170 | 180
6224 | 60 | 170 | 180
6225 | 60 | 170 | 180
6226 | 60 | 170 | 180
6227 | 60 | 170 | 180
6228 | 60 | 170 | 180
6229 | 60 | 170 | 180
6230 | 60 | 170 | 180
6231 | 60 | 170 | 180
6232 | 60 | 170 | 180
6233 | 60 | 170 | 180
6234 | 60 | 170 | 180
6235 | 60 | 170 | 180
6236 | 60 | 170 | 180
6237 | 60 | 170 | 180
6238 | 60 | 170 | 180
6239 | 60 | 170 | 180
6240 | 60 | 170 | 180
6241 | 60 | 170 | 180
6242 | 60 | 170 | 180
6243 | 60 | 170 | 180
6244 | 60 | 170 | 180
6245 | 60 | 170 | 180
6246 | 60 | 170 | 180
6247 | 60 | 170 | 180
6248 | 60 | 170 | 180
6249 | 60 | 170 | 180
6250 | 60 | 170 | 180
6251 | 60 | 170 | 180
6252 | 60 | 170 | 180
6253 | 60 | 170 | 180
6254 | 60 | 170 | 180
6255 | 60 | 170 | 180
6256 | 60 | 170 | 180
6257 | 60 | 170 | 180
6258 | 60 | 170 | 180
6259 | 60 | 170 | 180
6260 | 60 | 170 | 180
6261 | 60 | 170 | 180
6262 | 60 | 170 | 180
6263 | 60 | 170 | 180
6264 | 60 | 170 | 180
6265 | 60 | 170 | 180
6266 | 60 | 170 | 180
6267 | 60 | 170 | 180
6268 | 60 | 170 | 180
6269 | 60 | 170 | 180
6270 | 60 | 170 | 180
6271 | 60 | 170 | 180
6272 | 60 | 170 | 180
6273 | 60 | 170 | 180
6274 | 60 | 170 | 180
6275 | 60 | 170 | 180
6276 | 60 | 170 | 180
6277 | 60 | 170 | 180
6278 | 60 | 170 | 180
6279 | 60 | 170 | 180
6280 | 60 | 170 | 180
6281 | 60 | 170 | 180
6282 | 60 | 170 | 180
6283 | 60 | 170 | 180
6284 | 60 | 170 | 180
6285 | 60 | 170 | 180
6286 | 60 | 170 | 180
6287 | 60 | 170 | 180
6288 | 60 | 170 | 180
6289 | 60 | 170 | 180
6290 | 60 | 170 | 180
6291 | 60 | 170 | 180
6292 | 60 | 170 | 180
6293 | 60 | 170 | 180
6294 | 60 | 170 | 180
6295 | 60 | 170 | 180
6296 | 60 | 170 | 180
6297 | 60 | 170 | 180
6298 | 60 | 170 | 180
6299 | 60 | 170 | 180
6300 | 60 | 170 | 180
6301 | 60 | 170 | 180
6302 | 60 | 170 | 180
6303 | 60 | 170 | 180
6304 | 60 | 170 | 180
6305 | 60 | 170 | 180
6306 | 60 | 170 | 180
6307 | 60 | 170 | 180
6308 | 60 | 170 | 180
6309 | 60 | 170 | 180
6310 | 60 | 170 | 180
6311 | 60 | 170 | 180
6312 | 60 | 170 | 180
6313 | 60 | 170 | 180
6314 | 60 | 170 | 180
6315 | 60 | 170 | 180
6316 | 60 | 170 | 180
6317 | 60 | 170 | 180
6318 | 60 | 170 | 180
6319 | 60 | 170 | 180
6320 | 60 | 170 | 180
6321 | 60 | 170 | 180
6322 | 60 | 170 | 180
6323 | 60 | 170 | 180
6324 | 60 | 170 | 180
6325 | 60 | 170 | 180
6326 | 60 | 170 | 180
6327 | 60 | 170 | 180
6328 | 60 | 170 | 180
6329 | 60 | 170 | 180
6330 | 60 | 170 | 180
6331 | 60 | 170 | 180
6332 | 60 | 170 | 180
6333 | 60 | 170 | 180
6334 | 60 | 170 | 180
6335 | 60 | 170 | 180
6336 | 60 | 170 | 180
6337 | 60 | 170 | 180
6338 | 60 | 170 | 180
6339 | 60 | 170 | 180
6340 | 60 | 170 | 180
6341 | 60 | 170 | 180
6342 | 60 | 170 | 180
6343 | 60 | 170 | 180
6344 | 60 | 170 | 180
6345 | 60 | 170 | 180
6346 | 60 | 170 | 180
6347 | 60 | 170 | 180
6348 | 60 | 170 | 180
6349 | 60 | 170 | 180
6350 | 60 | 170 | 180
6351 | 60 | 170 | 180
6352 | 60 | 170 | 180
6353 | 60 | 170 | 180
6354 | 60 | 170 | 180
6355 | 60 | 170 | 180
6356 | 60 | 170 | 180
6357 | 60 | 170 | 180
6358 | 60 | 170 | 180
6359 | 60 | 170 | 180
6360 | 60 | 170 | 180
6361 | 60 | 170 | 180
6362 | 60 | 170 | 180
6363 | 60 | 170 | 180
6364 | 60 | 170 | 180
6365 | 60 | 170 | 180
6366 | 60 | 170 | 180
6367 | 60 | 170 | 180
6368 | 60 | 170 | 180
6369 | 60 | 170 | 180
6370 | 60 | 170 | 180
6371 | 60 | 170 | 180
6372 | 60 | 170 | 180
6373 | 60 | 170 | 180
6374 | 60 | 170 | 180
6375 | 60 | 170 | 180
6376 | 60 | 170 | 180
6377 | 60 | 170 | 180
6378 | 60 | 170 | 180
6379 | 60 | 170 | 180
6380 | 60 | 170 | 180
6381 | 60 | 170 | 180
6382 | 60 | 170 | 180
6383 | 60 | 170 | 180
6384 | 60 | 170 | 180
6385 | 60 | 170 | 180
6386 | 60 | 170 | 180
6387 | 60 | 170 | 180
6388 | 60 | 170 | 180
6389 | 60 | 170 | 180
6390 | 60 | 170 | 180
6391 | 60 | 170 | 180
6392 | 60 | 170 | 180
6393 | 60 | 170 | 180
6394 | 60 | 170 | 180
6395 | 60 | 170 | 180
6396 | 60 | 170 | 180
6397 | 60 | 170 | 180
6398 | 60 | 170 | 180
6399 | 60 | 170 | 180
6400 | 60 | 170 | 180
6401 | 60 | 170 | 180
6402 | 60 | 170 | 180
6403 | 60 | 170 | 180
6404 | 60 | 170 | 180
6405 | 60 | 170 | 180
6406 | 60 | 170 | 180
6407 | 60 | 170 | 180
6408 | 60 | 170 | 180
6409 | 60 | 170 | 180
6410 | 60 | 170 | 180
6411 | 60 | 170 | 180
6412 | 60 | 170 | 180
6413 | 60 | 170 | 180
6414 | 60 | 170 | 180
6415 | 60 | 170 | 180
6416 | 60 | 170 | 180
6417 | 60 | 170 | 180
6418 | 60 | 170 | 180
6419 | 60 | 170 | 180
6420 | 60 | 170 | 180
6421 | 60 | 170 | 180
6422 | 60 | 170 | 180
6423 | 60 | 170 | 180
6424 | 60 | 170 | 180
6425 | 60 | 170 | 180
6426 | 60 | 170 | 180
6427 | 60 | 170 | 180
6428 | 60 | 170 | 180
6429 | 60 | 170 | 180
6430 | 60 | 170 | 180
6431 | 60 | 170 | 180
6432 | 60 | 170 | 180
6433 | 60 | 170 | 180
6434 | 60 | 170 | 180
6435 | 60 | 170 | 180
6436 | 60 | 170 | 180
6437 | 60 | 170 | 180
6438 | 60 | 170 | 180
6439 | 60 | 170 | 180
6440 | 60 | 170 | 180
6441 | 60 | 170 | 180
6442 | 60 | 170 | 180
6443 | 60 | 170 | 180
6444 | 60 | 170 | 180
6445 | 60 | 170 | 180
6446 | 60 | 170 | 180
6447 | 60 | 170 | 180
6448 | 60 | 170 | 180
6449 | 60 | 170 | 180
6450 | 60 | 170 | 180
6451 | 60 | 170 | 180
6452 | 60 | 170 | 180
6453 | 60 | 170 | 180
6454 | 60 | 170 | 180
6455 | 60 | 170 | 180
6456 | 60 | 170 | 180
6457 | 60 | 170 | 180
6458 | 60 | 170 | 180
6459 | 60 | 170 | 180
6460 | 60 | 170 | 180
6461 | 60 | 170 | 180
6462 | 60 | 170 | 180
6463 | 60 | 170 | 180
6464 | 60 | 170 | 180
6465 | 60 | 170 | 180
6466 | 60 | 170 | 180
6467 | 60 | 170 | 180
6468 | 60 | 170 | 180
6469 | 60 | 170 | 180
6470 | 60 | 170 | 180
6471 | 60 | 170 | 180
6472 | 60 | 170 | 180
6473 | 60 | 170 | 180
6474 | 60 | 170 | 180
6475 | 60 | 170 | 180
6476 | 60 | 170 | 180
6477 | 60 | 170 | 180
6478 | 60 | 170 | 180
6479 | 60 | 170 | 180
6480 | 60 | 170 | 180
6481 | 60 | 170 | 180
6482 | 60 | 170 | 180
6483 | 60 | 170 | 180
6484 | 60 | 170 | 180
6485 | 60 | 170 | 180
6486 | 60 | 170 | 180
6487 | 60 | 170 | 180
6488 | 60 | 170 | 180
6489 | 60 | 170 | 180
6490 | 60 | 170 | 180
6491 | 60 | 170 | 180
6492 | 60 | 170 | 180
6493 | 60 | 170 | 180
6494 | 60 | 170 | 180
6495 | 60 | 170 | 180
6496 | 60 | 170 | 180
6497 | 60 | 170 | 180
6498 | 60 | 170 | 180
6499 | 60 | 170 | 180
6500 | 60 | 170 | 180
6501 | 60 | 170 | 180
6502 | 60 | 170 | 180
6503 | 60 | 170 | 180
6504 | 60 | 170 | 180
6505 | 60 | 170 | 180
6506 | 60 | 170 | 180
6507 | 60 | 170 | 180
6508 | 60 | 170 | 180
6509 | 60 | 170 | 180
6510 | 60 | 170 | 180
6511 | 60 | 170 | 180
6512 | 60 | 170 | 180
6513 | 60 | 170 | 180
6514 | 60 | 170 | 180
6515 | 60 | 170 | 180
6516 | 60 | 170 | 180
6517 | 60 | 170 | 180
6518 | 60 | 170 | 180
6519 | 60 | 170 | 180
6520 | 60 | 170 | 180
6521 | 60 | 170 | 180
6522 | 60 | 170 | 180
6523 | 60 | 170 | 180
6524 | 60 | 170 | 180
6525 | 60 | 170 | 180
6526 | 60 | 170 | 180
6527 | 60 | 170 | 180
6528 | 60 | 170 | 180
6529 | 60 | 170 | 180
6530 | 60 | 170 | 180
6531 | 60 | 170 | 180
6532 | 60 | 170 | 180
6533 | 60 | 170 | 180
6534 | 60 | 170 | 180
6535 | 60 | 170 | 180
6536 | 60 | 170 | 180
6537 | 60 | 170 | 180
6538 | 60 | 170 | 180
6539 | 60 | 170 | 180
6540 | 60 | 170 | 180
6541 | 60 | 170 | 180
6542 | 60 | 170 | 180
6543 | 60 | 170 | 180
6544 | 60 | 170 | 180
6545 | 60 | 170 | 180
6546 | 60 | 170 | 180
6547 | 60 | 170 | 180
6548 | 60 | 170 | 180
6549 | 60 | 170 | 180
6550 | 60 | 170 | 180
6551 | 60 | 170 | 180
6552 | 60 | 170 | 180
6553 | 60 | 170 | 180
6554 | 60 | 170 | 180
6555 | 60 | 170 | 180
6556 | 60 | 170 | 180
6557 | 60 | 170 | 180
6558 | 60 | 170 | 180
6559 | 60 | 170 | 180
6560 | 60 | 170 | 180
6561 | 60 | 170 | 180
6562 | 60 | 170 | 180
6563 | 60 | 170 | 180
6564 | 60 | 170 | 180
6565 | 60 | 170 | 180
6566 | 60 | 170 | 180
6567 | 60 | 170 | 180
6568 | 60 | 170 | 180
6569 | 60 | 170 | 180
6570 | 60 | 170 | 180
6571 | 60 | 170 | 180
6572 | 60 | 170 | 180
6573 | 60 | 170 | 180
6574 | 60 | 170 | 180
6575 | 60 | 170 | 180
6576 | 60 | 170 | 180
6577 | 60 | 170 | 180
6578 | 60 | 170 | 180
6579 | 60 | 170 | 180
6580 | 60 | 170 | 180
6581 | 60 | 170 | 180
6582 | 60 | 170 | 180
6583 | 60 | 170 | 180
6584 | 60 | 170 | 180
6585 | 60 | 170 | 180
6586 | 60 | 170 | 180
6587 | 60 | 170 | 180
6588 | 60 | 170 | 180
6589 | 60 | 170 | 180
6590 | 60 | 170 | 180
6591 | 60 | 170 | 180
6592 | 60 | 170 | 180
6593 | 60 | 170 | 180
6594 | 60 | 170 | 180
6595 | 60 | 170 | 180
6596 | 60 | 170 | 180
6597 | 60 | 170 | 180
6598 | 60 | 170 | 180
6599 | 60 | 170 | 180
6600 | 60 | 170 | 180
6601 | 60 | 170 | 180
6602 | 60 | 170 | 180
6603 | 60 | 170 | 180
6604 | 60 | 170 | 180
6605 | 60 | 170 | 180
6606 | 60 | 170 | 180
6607 | 60 | 170 | 180
6608 | 60 | 170 | 180
6609 | 60 | 170 | 180
6610 | 60 | 170 | 180
6611 | 60 | 170 | 180
6612 | 60 | 170 | 180
6613 | 60 | 170 | 180
6614 | 60 | 170 | 180
6615 | 60 | 170 | 180
6616 | 60 | 170 | 180
6617 | 60 | 170 | 180
6618 | 60 | 170 | 180
6619 | 60 | 170 | 180
6620 | 60 | 170 | 180
6621 | 60 | 170 | 180
6622 | 60 | 170 | 180
6623 | 60 | 170 | 180
6624 | 60 | 170 | 180
6625 | 60 | 170 | 180
6626 | 60 | 170 | 180
6627 | 60 | 170 | 180
6628 | 60 | 170 | 180
6629 | 60 | 170 | 180
6630 | 60 | 170 | 180
6631 | 60 | 170 | 180
6632 | 60 | 170 | 180
6633 | 60 | 170 | 180
6634 | 60 | 170 | 180
6635 | 60 | 170 | 180
6636 | 60 | 170 | 180
6637 | 60 | 170 | 180
6638 | 60 | 170 | 180
6639 | 60 | 170 | 180
6640 | 60 | 170 | 180
6641 | 60 | 170 | 180
6642 | 60 | 170 | 180
6643 | 60 | 170 | 180
6644 | 60 | 170 | 180
6645 | 60 | 170 | 180
6646 | 60 | 170 | 180
6647 | 60 | 170 | 180
6648 | 60 | 170 | 180
6649 | 60 | 170 | 180
6650 | 60 | 170 | 180
6651 | 60 | 170 | 180
6652 | 60 | 170 | 180
6653 | 60 | 170 | 180
6654 | 60 | 170 | 180
6655 | 60 | 170 | 180
6656 | 60 | 170 | 180
6657 | 60 | 170 | 180
6658 | 60 | 170 | 180
6659 | 60 | 170 | 180
6660 | 60 | 170 | 180
6661 | 60 | 170 | 180
6662 | 60 | 170 | 180
6663 | 60 | 170 | 180
6664 | 60 | 170 | 180
6665 | 60 | 170 | 180
6666 | 60 | 170 | 180
6667 | 60 | 170 | 180
6668 | 60 | 170 | 180
6669 | 60 | 170 | 180
6670 | 60 | 170 | 180
6671 | 60 | 170 | 180
6672 | 60 | 170 | 180
6673 | 60 | 170 | 180
6674 | 60 | 170 | 180
6675 | 60 | 170 | 180
6676 | 60 | 170 | 180
6677 | 60 | 170 | 180
6678 | 60 | 170 | 180
6679 | 60 | 170 | 180
6680 | 60 | 170 | 180
6681 | 60 | 170 | 180
6682 | 60 | 170 | 180
6683 | 60 | 170 | 180
6684 | 60 | 170 | 180
6685 | 60 | 170 | 180
6686 | 60 | 170 | 180
6687 | 60 | 170 | 180
6688 | 60 | 170 | 180
6689 | 60 | 170 | 180
6690 | 60 | 170 | 180
6691 | 60 | 170 | 180
6692 | 60 | 170 | 180
6693 | 60 | 170 | 180
6694 | 60 | 170 | 180
6695 | 60 | 170 | 180
6696 | 60 | 170 | 180
6697 | 60 | 170 | 180
6698 | 60 | 170 | 180
6699 | 60 | 170 | 180
6700 | 60 | 170 | 180
6701 | 60 | 170 | 180
6702 | 60 | 170 | 180
6703 | 60 | 170 | 180
6704 | 60 | 170 | 180
6705 | 60 | 170 | 180
6706 | 60 | 170 | 180
6707 | 60 | 170 | 180
6708 | 60 | 170 | 180
6709 | 60 | 170 | 180
6710 | 60 | 170 | 180
6711 | 60 | 170 | 180
6712 | 60 | 170 | 180
6713 | 60 | 170 | 180
6714 | 60 | 170 | 180
6715 | 60 | 170 | 180
6716 | 60 | 170 | 180
6717 | 60 | 170 | 180
6718 | 60 | 170 | 180
6719 | 60 | 170 | 180
6720 | 60 | 170 | 180
6721 | 60 | 170 | 180
6722 | 60 | 170 | 180
6723 | 60 | 170 | 180
6724 | 60 | 170 | 180
6725 | 60 | 170 | 180
6726 | 60 | 170 | 180
6727 | 60 | 170 | 180
6728 | 60 | 170 | 180
6729 | 60 | 170 | 180
6730 | 60 | 170 | 180
6731 | 60 | 170 | 180
6732 | 60 | 170 | 180
6733 | 60 | 170 | 180
6734 | 60 | 170 | 180
6735 | 60 | 170 | 180
6736 | 60 | 170 | 180
6737 | 60 | 170 | 180
6738 | 60 | 170 | 180
6739 | 60 | 170 | 180
6740 | 60 | 170 | 180
6741 | 60 | 170 | 180
6742 | 60 | 170 | 180
6743 | 60 | 170 | 180
6744 | 60 | 170 | 180
6745 | 60 | 170 | 180
6746 | 60 | 170 | 180
6747 | 60 | 170 | 180
6748 | 60 | 170 | 180
6749 | 60 | 170 | 180
6750 | 60 | 170 | 180
6751 | 60 | 170 | 180
6752 | 60 | 170 | 180
6753 | 60 | 170 | 180
6754 | 60 | 170 | 180
6755 | 60 | 170 | 180
6756 | 60 | 170 | 180
6757 | 60 | 170 | 180
6758 | 60 | 170 | 180
6759 | 60 | 170 | 180
6760 | 60 | 170 | 180
6761 | 60 | 170 | 180
6762 | 60 | 170 | 180
6763 | 60 | 170 | 180
6764 | 60 | 170 | 180
6765 | 60 | 170 | 180
6766 | 60 | 170 | 180
6767 | 60 | 170 | 180
6768 | 60 | 170 | 180
6769 | 60 | 170 | 180
6770 | 60 | 170 | 180
6771 | 60 | 170 | 180
6772 | 60 | 170 | 180
6773 | 60 | 170 | 180
6774 | 60 | 170 | 180
6775 | 60 | 170 | 180
6776 | 60 | 170 | 180
6777 | 60 | 170 | 180
6778 | 60 | 170 | 180
6779 | 60 | 170 | 180
6780 | 60 | 170 | 180
6781 | 60 | 170 | 180
6782 | 60 | 170 | 180
6783 | 60 | 170 | 180
6784 | 60 | 170 | 180
6785 | 60 | 170 | 180
6786 | 60 | 170 | 180
6787 | 60 | 170 | 180
6788 | 60 | 170 | 180
6789 | 60 | 170 | 180
6790 | 60 | 170 | 180
6791 | 60 | 170 | 180
6792 | 60 | 170 | 180
6793 | 60 | 170 | 180
6794 | 60 | 170 | 180
6795 | 60 | 170 | 180
6796 | 60 | 170 | 180
6797 | 60 | 170 | 180
6798 | 60 | 170 | 180
6799 | 60 | 170 | 180
6800 | 60 | 170 | 180
6801 | 60 | 170 | 180
6802 | 60 | 170 | 180
6803 | 60 | 170 | 180
6804 | 60 | 170 | 180
6805 | 60 | 170 | 180
6806 | 60 | 170 | 180
6807 | 60 | 170 | 180
6808 | 60 | 170 | 180
6809 | 60 | 170 | 180
6810 | 60 | 170 | 180
6811 | 60 | 170 | 180
6812 | 60 | 170 | 180
6813 | 60 | 170 | 180
6814 | 60 | 170 | 180
6815 | 60 | 170 | 180
6816 | 60 | 170 | 180
6817 | 60 | 170 | 180
6818 | 60 | 170 | 180
6819 | 60 | 170 | 180
6820 | 60 | 170 | 180
6821 | 60 | 170 | 180
6822 | 60 | 170 | 180
6823 | 60 | 170 | 180
6824 | 60 | 170 | 180
6825 | 60 | 170 | 180
6826 | 60 | 170 | 180
6827 | 60 | 170 | 180
6828 | 60 | 170 | 180
6829 | 60 | 170 | 180
6830 | 60 | 170 | 180
6831 | 60 | 170 | 180
6832 | 60 | 170 | 180
6833 | 60 | 170 | 180
6834 | 60 | 170 | 180
6835 | 60 | 170 | 180
6836 | 60 | 170 | 180
6837 | 60 | 170 | 180
6838 | 60 | 170 | 180
6839 | 60 | 170 | 180
6840 | 60 | 170 | 180
6841 | 60 | 170 | 180
6842 | 60 | 170 | 180
6843 | 60 | 170 | 180
6844 | 60 | 170 | 180
6845 | 60 | 170 | 180
6846 | 60 | 170 | 180
6847 | 60 | 170 | 180
6848 | 60 | 170 | 180
6849 | 60 | 170 | 180
6850 | 60 | 170 | 180
6851 | 60 | 170 | 180
6852 | 60 | 170 | 180
6853 | 60 | 170 | 180
6854 | 60 | 170 | 180
6855 | 60 | 170 | 180
6856 | 60 | 170 | 180
6857 | 60 | 170 | 180
6858 | 60 | 170 | 180
6859 | 60 | 170 | 180
6860 | 60 | 170 | 180
6861 | 60 | 170 | 180
6862 | 60 | 170 | 180
6863 | 60 | 170 | 180
6864 | 60 | 170 | 180
6865 | 60 | 170 | 180
6866 | 60 | 170 | 180
6867 | 60 | 170 | 180
6868 | 60 | 170 | 180
6869 | 60 | 170 | 180
6870 | 60 | 170 | 180
6871 | 60 | 170 | 180
6872 | 60 | 170 | 180
6873 | 60 | 170 | 180
6874 | 60 | 170 | 180
6875 | 60 | 170 | 180
6876 | 60 | 170 | 180
6877 | 60 | 170 | 180
6878 | 60 | 170 | 180
6879 | 60 | 170 | 180
6880 | 60 | 170 | 180
6881 | 60 | 170 | 180
6882 | 60 | 170 | 180
6883 | 60 | 170 | 180
6884 | 60 | 170 | 180
6885 | 60 | 170 | 180
6886 | 60 | 170 | 180
6887 | 60 | 170 | 180
6888 | 60 | 170 | 180
6889 | 60 | 170 | 180
6890 | 60 | 170 | 180
6891 | 60 | 170 | 180
6892 | 60 | 170 | 180
6893 | 60 | 170 | 180
6894 | 60 | 170 | 180
6895 | 60 | 170 | 180
6896 | 60 | 170 | 180
6897 | 60 | 170 | 180
6898 | 60 | 170 | 180
6899 | 60 | 170 | 180
6900 | 60 | 170 | 180
6901 | 60 | 170 | 180
6902 | 60 | 170 | 180
6903 | 60 | 170 | 180
6904 | 60 | 170 | 180
6905 | 60 | 170 | 180
6906 | 60 | 170 | 180
6907 | 60 | 170 | 180
6908 | 60 | 170 | 180
6909 | 60 | 170 | 180
6910 | 60 | 170 | 180
6911 | 60 | 170 | 180
6912 | 60 | 170 | 180
6913 | 60 | 170 | 180
6914 | 60 | 170 | 180
6915 | 60 | 170 | 180
6916 | 60 | 170 | 180
6917 | 60 | 170 | 180
6918 | 60 | 170 | 180
6919 | 60 | 170 | 180
6920 | 60 | 170 | 180
6921 | 60 | 170 | 180
6922 | 60 | 170 | 180
6923 | 60 | 170 | 180
6924 | 60 | 170 | 180
6925 | 60 | 170 | 180
6926 | 60 | 170 | 180
6927 | 60 | 170 | 180
6928 | 60 | 170 | 180
6929 | 60 | 170 | 180
6930 | 60 | 170 | 180
6931 | 60 | 170 | 180
6932 | 60 | 170 | 180
6933 | 60 | 170 | 180
6934 | 60 | 170 | 180
6935 | 60 | 170 | 180
6936 | 60 | 170 | 180
6937 | 60 | 170 | 180
6938 | 60 | 170 | 180
6939 | 60 | 170 | 180
6940 | 60 | 170 | 180
6941 | 60 | 170 | 180
6942 | 60 | 170 | 180
6943 | 60 | 170 | 180
6944 | 60 | 170 | 180
6945 | 60 | 170 | 180
6946 | 60 | 170 | 180
6947 | 60 | 170 | 180
6948 | 60 | 170 | 180
6949 | 60 | 170 | 180
6950 | 60 | 170 | 180
6951 | 60 | 170 | 180
6952 | 60 | 170 | 180
6953 | 60 | 170 | 180
6954 | 60 | 170 | 180
6955 | 60 | 170 | 180
6956 | 60 | 170 | 180
6957 | 60 | 170 | 180
6958 | 60 | 170 | 180
6959 | 60 | 170 | 180
6960 | 60 | 170 | 180
6961 | 60 | 170 | 180
6962 | 60 | 170 | 180
6963 | 60 | 170 | 180
6964 | 60 | 170 | 180
6965 | 60 | 170 | 180
6966 | 60 | 170 | 180
6967 | 60 | 170 | 180
6968 | 60 | 170 | 180
6969 | 60 | 170 | 180
6970 | 60 | 170 | 180
6971 | 60 | 170 | 180
6972 | 60 | 170 | 180
6973 | 60 | 170 | 180
6974 | 60 | 170 | 180
6975 | 60 | 170 | 180
6976 | 60 | 170 | 180
6977 | 60 | 170 | 180
6978 | 60 | 170 | 180
6979 | 60 | 170 | 180
6980 | 60 | 170 | 180
6981 | 60 | 170 | 180
6982 | 60 | 170 | 180
6983 | 60 | 170 | 180
6984 | 60 | 170 | 180
6985 | 60 | 170 | 180
6986 | 60 | 170 | 180
6987 | 60 | 170 | 180
6988 | 60 | 170 | 180
6989 | 60 | 170 | 180
6990 | 60 | 170 | 180
6991 | 60 | 170 | 180
6992 | 60 | 170 | 180
6993 | 60 | 170 | 180
6994 | 60 | 170 | 180
6995 | 60 | 170 | 180
6996 | 60 | 170 | 180
6997 | 60 | 170 | 180
6998 | 60 | 170 | 180
6999 | 60 | 170 | 180
7000 | 60 | 170 | 180
7001 | 60 | 170 | 180
7002 | 60 | 170 | 180
7003 | 60 | 170 | 180
7004 | 60 | 170 | 180
7005 | 60 | 170 | 180
7006 | 60 | 170 | 180
7007 | 60 | 170 | 180
7008 | 60 | 170 | 180
7009 | 60 | 170 | 180
7010 | 60 | 170 | 180
7011 | 60 | 170 | 180
7012 | 60 | 170 | 180
7013 | 60 | 170 | 180
7014 | 60 | 170 | 180
7015 | 60 | 170 | 180
7016 | 60 | 170 | 180
7017 | 60 | 170 | 180
7018 | 60 | 170 | 180
7019 | 60 | 170 | 180
7020 | 60 | 170 | 180
7021 | 60 | 170 | 180
7022 | 60 | 170 | 180
7023 | 60 | 170 | 180
7024 | 60 | 170 | 180
7025 | 60 | 170 | 180
7026 | 60 | 170 | 180
7027 | 60 | 170 | 180
7028 | 60 | 170 | 180
7029 | 60 | 170 | 180
7030 | 60 | 170 | 180
7031 | 60 | 170 | 180
7032 | 60 | 170 | 180
7033 | 60 | 170 | 180
7034 | 60 | 170 | 180
7035 | 60 | 170 | 180
7036 | 60 | 170 | 180
7037 | 60 | 170 | 180
7038 | 60 | 170 | 180
7039 | 60 | 170 | 180
7040 | 60 | 170 | 180
7041 | 60 | 170 | 180
7042 | 60 | 170 | 180
7043 | 60 | 170 | 180
7044 | 60 | 170 | 180
7045 | 60 | 170 | 180
7046 | 60 | 170 | 180
7047 | 60 | 170 | 180
7048 | 60 | 170 | 180
7049 | 60 | 170 | 180
7050 | 60 | 170 | 180
7051 | 60 | 170 | 180
7052 | 60 | 170 | 180
7053 | 60 | 170 | 180
7054 | 60 | 170 | 180
7055 | 60 | 170 | 180
7056 | 60 | 170 | 180
7057 | 60 | 170 | 180
7058 | 60 | 170 | 180
7059 | 60 | 170 | 180
7060 | 60 | 170 | 180
7061 | 60 | 170 | 180
7062 | 60 | 170 | 180
7063 | 60 | 170 | 180
7064 | 60 | 170 | 180
7065 | 60 | 170 | 180
7066 | 60 | 170 | 180
7067 | 60 | 170 | 180
7068 | 60 | 170 | 180
7069 | 60 | 170 | 180
7070 | 60 | 170 | 180
7071 | 60 | 170 | 180
7072 | 60 | 170 | 180
7073 | 60 | 170 | 180
7074 | 60 | 170 | 180
7075 | 60 | 170 | 180
7076 | 60 | 170 | 180
7077 | 60 | 170 | 180
7078 | 60 | 170 | 180
7079 | 60 | 170 | 180
7080 | 60 | 170 | 180
7081 | 60 | 170 | 180
7082 | 60 | 170 | 180
7083 | 60 | 170 | 180
7084 | 60 | 170 | 180
7085 | 60 | 170 | 180
7086 | 60 | 170 | 180
7087 | 60 | 170 | 180
7088 | 60 | 170 | 180
7089 | 60 | 170 | 180
7090 | 60 | 170 | 180
7091 | 60 | 170 | 180
7092 | 60 | 170 | 180
7093 | 60 | 170 | 180
7094 | 60 | 170 | 180
7095 | 60 | 170 | 180
7096 | 60 | 170 | 180
7097 | 60 | 170 | 180
7098 | 60 | 170 | 180
7099 | 60 | 170 | 180
7100 | 60 | 170 | 180
7101 | 60 | 170 | 180
7102 | 60 | 170 | 180
7103 | 60 | 170 | 180
7104 | 60 | 170 | 180
7105 | 60 | 170 | 180
7106 | 60 | 170 | 180
7107 | 60 | 170 | 180
7108 | 60 | 170 | 180
7109 | 60 | 170 | 180
7110 | 60 | 170 | 180
7111 | 60 | 170 | 180
7112 | 60 | 170 | 180
7113 | 60 | 170 | 180
7114 | 60 | 170 | 180
7115 | 60 | 170 | 180
7116 | 60 | 170 | 180
7117 | 60 | 170 | 180
7118 | 60 | 170 | 180
7119 | 60 | 170 | 180
7120 | 60 | 170 | 180
7121 | 60 | 170 | 180
7122 | 60 | 170 | 180
7123 | 60 | 170 | 180
7124 | 60 | 170 | 180
7125 | 60 | 170 | 180
7126 | 60 | 170 | 180
7127 | 60 | 170 | 180
7128 | 60 | 170 | 180
7129 | 60 | 170 | 180
7130 | 60 | 170 | 180
7131 | 60 | 170 | 180
7132 | 60 | 170 | 180
7133 | 60 | 170 | 180
7134 | 60 | 170 | 180
7135 | 60 | 170 | 180
7136 | 60 | 170 | 180
7137 | 60 | 170 | 180
7138 | 60 | 170 | 180
7139 | 60 | 170 | 180
7140 | 60 | 170 | 180
7141 | 60 | 170 | 180
7142 | 60 | 170 | 180
7143 | 60 | 170 | 180
7144 | 60 | 170 | 180
7145 | 60 | 170 | 180
7146 | 60 | 170 | 180
7147 | 60 | 170 | 180
7148 | 60 | 170 | 180
7149 | 60 | 170 | 180
7150 | 60 | 170 | 180
7151 | 60 | 170 | 180
7152 | 60 | 170 | 180
7153 | 60 | 170 | 180
7154 | 60 | 170 | 180
7155 | 60 | 170 | 180
7156 | 60 | 170 | 180
7157 | 60 | 170 | 180
7158 | 60 | 170 | 180
7159 | 60 | 170 | 180
7160 | 60 | 170 | 180
7161 | 60 | 170 | 180
7162 | 60 | 170 | 180
7163 | 60 | 170 | 180
7164 | 60 | 170 | 180
7165 | 60 | 170 | 180
7166 | 60 | 170 | 180
7167 | 60 | 170 | 180
7168 | 60 | 170 | 180
7169 | 60 | 170 | 180
7170 | 60 | 170 | 180
7171 | 60 | 170 | 180
7172 | 60 | 170 | 180
7173 | 60 | 170 | 180
7174 | 60 | 170 | 180
7175 | 60 | 170 | 180
7176 | 60 | 170 | 180
7177 | 60 | 170 | 180
7178 | 60 | 170 | 180
7179 | 60 | 170 | 180
7180 | 60 | 170 | 180
7181 | 60 | 170 | 180
7182 | 60 | 170 | 180
7183 | 60 | 170 | 180
7184 | 60 | 170 | 180
7185 | 60 | 170 | 180
7186 | 60 | 170 | 180
7187 | 60 | 170 | 180
7188 | 60 | 170 | 180
7189 | 60 | 170 | 180
7190 | 60 | 170 | 180
7191 | 60 | 170 | 180
7192 | 60 | 170 | 180
7193 | 60 | 170 | 180
7194 | 60 | 170 | 180
7195 | 60 | 170 | 180
7196 | 60 | 170 | 180
7197 | 60 | 170 | 180
7198 | 60 | 170 | 180
7199 | 60 | 170 | 180
7200 | 60 | 170 | 180
7201 | 60 | 170 | 180
7202 | 60 | 170 | 180
7203 | 60 | 170 | 180
7204 | 60 | 170 | 180
7205 | 60 | 170 | 180
7206 | 60 | 170 | 180
7207 | 60 | 170 | 180
7208 | 60 | 170 | 180
7209 | 60 | 170 | 180
7210 | 60 | 170 | 180
7211 | 60 | 170 | 180
7212 | 60 | 170 | 180
7213 | 60 | 170 | 180
7214 | 60 | 170 | 180
7215 | 60 | 170 | 180
7216 | 60 | 170 | 180
7217 | 60 | 170 | 180
7218 | 60 | 170 | 180
7219 | 60 | 170 | 180
7220 | 60 | 170 | 180
7221 | 60 | 170 | 180
7222 | 60 | 170 | 180
7223 | 60 | 170 | 180
7224 | 60 | 170 | 180
7225 | 60 | 170 | 180
7226 | 60 | 170 | 180
7227 | 60 | 170 | 180
7228 | 60 | 170 | 180
7229 | 60 | 170 | 180
7230 | 60 | 170 | 180
7231 | 60 | 170 | 180
7232 | 60 | 170 | 180
7233 | 60 | 170 | 180
7234 | 60 | 170 | 180
7235 | 60 | 170 | 180
7236 | 60 | 170 | 180
7237 | 60 | 170 | 180
7238 | 60 | 170 | 180
7239 | 60 | 170 | 180
7240 | 60 | 170 | 180
7241 | 60 | 170 | 180
7242 | 60 | 170 | 180
7243 | 60 | 170 | 180
7244 | 60 | 170 | 180
7245 | 60 | 170 | 180
7246 | 60 | 170 | 180
7247 | 60 | 170 | 180
7248 | 60 | 170 | 180
7249 | 60 | 170 | 180
7250 | 60 | 170 | 180
7251 | 60 | 170 | 180
7252 | 60 | 170 | 180
7253 | 60 | 170 | 180
7254 | 60 | 170 | 180
7255 | 60 | 170 | 180
7256 | 60 | 170 | 180
7257 | 60 | 170 | 180
7258 | 60 | 170 | 180
7259 | 60 | 170 | 180
7260 | 60 | 170 | 180
7261 | 60 | 170 | 180
7262 | 60 | 170 | 180
7263 | 60 | 170 | 180
7264 | 60 | 170 | 180
7265 | 60 | 170 | 180
7266 | 60 | 170 | 180
7267 | 60 | 170 | 180
7268 | 60 | 170 | 180
7269 | 60 | 170 | 180
7270 | 60 | 170 | 180
7271 | 60 | 170 | 180
7272 | 60 | 170 | 180
7273 | 60 | 170 | 180
7274 | 60 | 170 | 180
7275 | 60 | 170 | 180
7276 | 60 | 170 | 180
7277 | 60 | 170 | 180
7278 | 60 | 170 | 180
7279 | 60 | 170 | 180
7280 | 60 | 170 | 180
7281 | 60 | 170 | 180
7282 | 60 | 170 | 180
7283 | 60 | 170 | 180
7284 | 60 | 170 | 180
7285 | 60 | 170 | 180
7286 | 60 | 170 | 180
7287 | 60 | 170 | 180
7288 | 60 | 170 | 180
7289 | 60 | 170 | 180
7290 | 60 | 170 | 180
7291 | 60 | 170 | 180
7292 | 60 | 170 | 180
7293 | 60 | 170 | 180
7294 | 60 | 170 | 180
7295 | 60 | 170 | 180
7296 | 60 | 170 | 180
7297 | 60 | 170 | 180
7298 | 60 | 170 | 180
7299 | 60 | 170 | 180
7300 | 60 | 170 | 180
7301 | 60 | 170 | 180
7302 | 60 | 170 | 180
7303 | 60 | 170 | 180
7304 | 60 | 170 | 180
7305 | 60 | 170 | 180
7306 | 60 | 170 | 180
7307 | 60 | 170 | 180
7308 | 60 | 170 | 180
7309 | 60 | 170 | 180
7310 | 60 | 170 | 180
7311 | 60 | 170 | 180
7312 | 60 | 170 | 180
7313 | 60 | 170 | 180
7314 | 60 | 170 | 180
7315 | 60 | 170 | 180
7316 | 60 | 170 | 180
7317 | 60 | 170 | 180
7318 | 60 | 170 | 180
7319 | 60 | 170 | 180
7320 | 60 | 170 | 180
7321 | 60 | 170 | 180
7322 | 60 | 170 | 180
7323 | 60 | 170 | 180
7324 | 60 | 170 | 180
7325 | 60 | 170 | 180
7326 | 60 | 170 | 180
7327 | 60 | 170 | 180
7328 | 60 | 170 | 180
7329 | 60 | 170 | 180
7330 | 60 | 170 | 180
7331 | 60 | 170 | 180
7332 | 60 | 170 | 180
7333 | 60 | 170 | 180
7334 | 60 | 170 | 180
7335 | 60 | 170 | 180
7336 | 60 | 170 | 180
7337 | 60 | 170 | 180
7338 | 60 | 170 | 180
7339 | 60 | 170 | 180
7340 | 60 | 170 | 180
7341 | 60 | 170 | 180
7342 | 60 | 170 | 180
7343 | 60 | 170 | 180
7344 | 60 | 170 | 180
7345 | 60 | 170 | 180
7346 | 60 | 170 | 180
7347 | 60 | 170 | 180
7348 | 60 | 170 | 180
7349 | 60 | 170 | 180
7350 | 60 | 170 | 180
7351 | 60 | 170 | 180
7352 | 60 | 170 | 180
7353 | 60 | 170 | 180
7354 | 60 | 170 | 180
7355 | 60 | 170 | 180
7356 | 60 | 170 | 180
7357 | 60 | 170 | 180
7358 | 60 | 170 | 180
7359 | 60 | 170 | 180
7360 | 60 | 170 | 180
7361 | 60 | 170 | 180
7362 | 60 | 170 | 180
7363 | 60 | 170 | 180
7364 | 60 | 170 | 180
7365 | 60 | 170 | 180
7366 | 60 | 170 | 180
7367 | 60 | 170 | 180
7368 | 60 | 170 | 180
7369 | 60 | 170 | 180
7370 | 60 | 170 | 180
7371 | 60 | 170 | 180
7372 | 60 | 170 | 180
7373 | 60 | 170 | 180
7374 | 60 | 170 | 180
7375 | 60 | 170 | 180
7376 | 60 | 170 | 180
7377 | 60 | 170 | 180
7378 | 60 | 170 | 180
7379 | 60 | 170 | 180
7380 | 60 | 170 | 180
7381 | 60 | 170 | 180
7382 | 60 | 170 | 180
7383 | 60 | 170 | 180
7384 | 60 | 170 | 180
7385 | 60 | 170 | 180
7386 | 60 | 170 | 180
7387 | 60 | 170 | 180
7388 | 60 | 170 | 180
7389 | 60 | 170 | 180
7390 | 60 | 170 | 180
7391 | 60 | 170 | 180
7392 | 60 | 170 | 180
7393 | 60 | 170 | 180
7394 | 60 | 170 | 180
7395 | 60 | 170 | 180
7396 | 60 | 170 | 180
7397 | 60 | 170 | 180
7398 | 60 | 170 | 180
7399 | 60 | 170 | 180
7400 | 60 | 170 | 180
7401 | 60 | 170 | 180
7402 | 60 | 170 | 180
7403 | 60 | 170 | 180
7404 | 60 | 170 | 180
7405 | 60 | 170 | 180
7406 | 60 | 170 | 180
7407 | 60 | 170 | 180
7408 | 60 | 170 | 180
7409 | 60 | 170 | 180
7410 | 60 | 170 | 180
7411 | 60 | 170 | 180
7412 | 60 | 170 | 180
7413 | 60 | 170 | 180
7414 | 60 | 170 | 180
7415 | 60 | 170 | 180
7416 | 60 | 170 | 180
7417 | 60 | 170 | 180
7418 | 60 | 170 | 180
7419 | 60 | 170 | 180
7420 | 60 | 170 | 180
7421 | 60 | 170 | 180
7422 | 60 | 170 | 180
7423 | 60 | 170 | 180
7424 | 60 | 170 | 180
7425 | 60 | 170 | 180
7426 | 60 | 170 | 180
7427 | 60 | 170 | 180
7428 | 60 | 170 | 180
7429 | 60 | 170 | 180
7430 | 60 | 170 | 180
7431 | 60 | 170 | 180
7432 | 60 | 170 | 180
7433 | 60 | 170 | 180
7434 | 60 | 170 | 180
7435 | 60 | 170 | 180
7436 | 60 | 170 | 180
7437 | 60 | 170 | 180
7438 | 60 | 170 | 180
7439 | 60 | 170 | 180
7440 | 60 | 170 | 180
7441 | 60 | 170 | 180
7442 | 60 | 170 | 180
7443 | 60 | 170 | 180
7444 | 60 | 170 | 180
7445 | 60 | 170 | 180
7446 | 60 | 170 | 180
7447 | 60 | 170 | 180
7448 | 60 | 170 | 180
7449 | 60 | 170 | 180
7450 | 60 | 170 | 180
7451 | 60 | 170 | 180
7452 | 60 | 170 | 180
7453 | 60 | 170 | 180
7454 | 60 | 170 | 180
7455 | 60 | 170 | 180
7456 | 60 | 170 | 180
7457 | 60 | 170 | 180
7458 | 60 | 170 | 180
7459 | 60 | 170 | 180
7460 | 60 | 170 | 180
7461 | 60 | 170 | 180
7462 | 60 | 170 | 180
7463 | 60 | 170 | 180
7464 | 60 | 170 | 180
7465 | 60 | 170 | 180
7466 | 60 | 170 | 180
7467 | 60 | 170 | 180
7468 | 60 | 170 | 180
7469 | 60 | 170 | 180
7470 | 60 | 170 | 180
7471 | 60 | 170 | 180
7472 | 60 | 170 | 180
7473 | 60 | 170 | 180
7474 | 60 | 170 | 180
7475 | 60 | 170 | 180
7476 | 60 | 170 | 180
7477 | 60 | 170 | 180
7478 | 60 | 170 | 180
7479 | 60 | 170 | 180
7480 | 60 | 170 | 180
7481 | 60 | 170 | 180
7482 | 60 | 170 | 180
7483 | 60 | 170 | 180
7484 | 60 | 170 | 180
7485 | 60 | 170 | 180
7486 | 60 | 170 | 180
7487 | 60 | 170 | 180
7488 | 60 | 170 | 180
7489 | 60 | 170 | 180
7490 | 60 | 170 | 180
7491 | 60 | 170 | 180
7492 | 60 | 170 | 180
7493 | 60 | 170 | 180
7494 | 60 | 170 | 180
7495 | 60 | 170 | 180
7496 | 60 | 170 | 180
7497 | 60 | 170 | 180
7498 | 60 | 170 | 180
7499 | 60 | 170 | 180
7500 | 60 | 170 | 180
7501 | 60 | 170 | 180
7502 | 60 | 170 | 180
7503 | 60 | 170 | 180
7504 | 60 | 170 | 180
7505 | 60 | 170 | 180
7506 | 60 | 170 | 180
7507 | 60 | 170 | 180
7508 | 60 | 170 | 180
7509 | 60 | 170 | 180
7510 | 60 | 170 | 180
7511 | 60 | 170 | 180
7512 | 60 | 170 | 180
7513 | 60 | 170 | 180
7514 | 60 | 170 | 180
7515 | 60 | 170 | 180
7516 | 60 | 170 | 180
7517 | 60 | 170 | 180
7518 | 60 | 170 | 180
7519 | 60 | 170 | 180
7520 | 60 | 170 | 180
7521 | 60 | 170 | 180
7522 | 60 | 170 | 180
7523 | 60 | 170 | 180
7524 | 60 | 170 | 180
7525 | 60 | 170 | 180
7526 | 60 | 170 | 180
7527 | 60 | 170 | 180
7528 | 60 | 170 | 180
7529 | 60 | 170 | 180
7530 | 60 | 170 | 180
7531 | 60 | 170 | 180
7532 | 60 | 170 | 180
7533 | 60 | 170 | 180
7534 | 60 | 170 | 180
7535 | 60 | 170 | 180
7536 | 60 | 170 | 180
7537 | 60 | 170 | 180
7538 | 60 | 170 | 180
7539 | 60 | 170 | 180
7540 | 60 | 170 | 180
7541 | 60 | 170 | 180
7542 | 60 | 170 | 180
7543 | 60 | 170 | 180
7544 | 60 | 170 | 180
7545 | 60 | 170 | 180
7546 | 60 | 170 | 180
7547 | 60 | 170 | 180
7548 | 60 | 170 | 180
7549 | 60 | 170 | 180
7550 | 60 | 170 | 180
7551 | 60 | 170 | 180
7552 | 60 | 170 | 180
7553 | 60 | 170 | 180
7554 | 60 | 170 | 180
7555 | 60 | 170 | 180
7556 | 60 | 170 | 180
7557 | 60 | 170 | 180
7558 | 60 | 170 | 180
7559 | 60 | 170 | 180
7560 | 60 | 170 | 180
7561 | 60 | 170 | 180
7562 | 60 | 170 | 180
7563 | 60 | 170 | 180
7564 | 60 | 170 | 180
7565 | 60 | 170 | 180
7566 | 60 | 170 | 180
7567 | 60 | 170 | 180
7568 | 60 | 170 | 180
7569 | 60 | 170 | 180
7570 | 60 | 170 | 180
7571 | 60 | 170 | 180
7572 | 60 | 170 | 180
7573 | 60 | 170 | 180
7574 | 60 | 170 | 180
7575 | 60 | 170 | 180
7576 | 60 | 170 | 180
7577 | 60 | 170 | 180
7578 | 60 | 170 | 180
7579 | 60 | 170 | 180
7580 | 60 | 170 | 180
7581 | 60 | 170 | 180
7582 | 60 | 170 | 180
7583 | 60 | 170 | 180
7584 | 60 | 170 | 180
7585 | 60 | 170 | 180
7586 | 60 | 170 | 180
7587 | 60 | 170 | 180
7588 | 60 | 170 | 180
7589 | 60 | 170 | 180
7590 | 60 | 170 | 180
7591 | 60 | 170 | 180
7592 | 60 | 170 | 180
7593 | 60 | 170 | 180
7594 | 60 | 170 | 180
7595 | 60 | 170 | 180
7596 | 60 | 170 | 180
7597 | 60 | 170 | 180
7598 | 60 | 170 | 180
7599 | 60 | 170 | 180
7600 | 60 | 170 | 180
7601 | 60 | 170 | 180
7602 | 60 | 170 | 180
7603 | 60 | 170 | 180
7604 | 60 | 170 | 180
7605 | 60 | 170 | 180
7606 | 60 | 170 | 180
7607 | 60 | 170 | 180
7608 | 60 | 170 | 180
7609 | 60 | 170 | 180
7610 | 60 | 170 | 180
7611 | 60 | 170 | 180
7612 | 60 | 170 | 180
7613 | 60 | 170 | 180
7614 | 60 | 170 | 180
7615 | 60 | 170 | 180
7616 | 60 | 170 | 180
7617 | 60 | 170 | 180
7618 | 60 | 170 | 180
7619 | 60 | 170 | 180
7620 | 60 | 170 | 180
7621 | 60 | 170 | 180
7622 | 60 | 170 | 180
7623 | 60 | 170 | 180
7624 | 60 | 170 | 180
7625 | 60 | 170 | 180
7626 | 60 | 170 | 180
7627 | 60 | 170 | 180
7628 | 60 | 170 | 180
7629 | 60 | 170 | 180
7630 | 60 | 170 | 180
7631 | 60 | 170 | 180
7632 | 60 | 170 | 180
7633 | 60 | 170 | 180
7634 | 60 | 170 | 180
7635 | 60 | 170 | 180
7636 | 60 | 170 | 180
7637 | 60 | 170 | 180
7638 | 60 | 170 | 180
7639 | 60 | 170 | 180
7640 | 60 | 170 | 180
7641 | 60 | 170 | 180
7642 | 60 | 170 | 180
7643 | 60 | 170 | 180
7644 | 60 | 170 | 180
7645 | 60 | 170 | 180
7646 | 60 | 170 | 180
7647 | 60 | 170 | 180
7648 | 60 | 170 | 180
7649 | 60 | 170 | 180
7650 | 60 | 170 | 180
7651 | 60 | 170 | 180
7652 | 60 | 170 | 180
7653 | 60 | 170 | 180
7654 | 60 | 170 | 180
7655 | 60 | 170 | 180
7656 | 60 | 170 | 180
7657 | 60 | 170 | 180
7658 | 60 | 170 | 180
7659 | 60 | 170 | 180
7660 | 60 | 170 | 180
7661 | 60 | 170 | 180
7662 | 60 | 170 | 180
7663 | 60 | 170 | 180
7664 | 60 | 170 | 180
7665 | 60 | 170 | 180
7666 | 60 | 170 | 180
7667 | 60 | 170 | 180
7668 | 60 | 170 | 180
7669 | 60 | 170 | 180
7670 | 60 | 170 | 180
7671 | 60 | 170 | 180
7672 | 60 | 170 | 180
7673 | 60 | 170 | 180
7674 | 60 | 170 | 180
7675 | 60 | 170 | 180
7676 | 60 | 170 | 180
7677 | 60 | 170 | 180
7678 | 60 | 170 | 180
7679 | 60 | 170 | 180
7680 | 60 | 170 | 180
7681 | 60 | 170 | 180
7682 | 60 | 170 | 180
7683 | 60 | 170 | 180
7684 | 60 | 170 | 180
7685 | 60 | 170 | 180
7686 | 60 | 170 | 180
7687 | 60 | 170 | 180
7688 | 60 | 170 | 180
7689 | 60 | 170 | 180
7690 | 60 | 170 | 180
7691 | 60 | 170 | 180
7692 | 60 | 170 | 180
7693 | 60 | 170 | 180
7694 | 60 | 170 | 180
7695 | 60 | 170 | 180
7696 | 60 | 170 | 180
7697 | 60 | 170 | 180
7698 | 60 | 170 | 180
7699 | 60 | 170 | 180
7700 | 60 | 170 | 180
7701 | 60 | 170 | 180
7702 | 60 | 170 | 180
7703 | 60 | 170 | 180
7704 | 60 | 170 | 180
7705 | 60 | 170 | 180
7706 | 60 | 170 | 180
7707 | 60 | 170 | 180
7708 | 60 | 170 | 180
7709 | 60 | 170 | 180
7710 | 60 | 170 | 180
7711 | 60 | 170 | 180
7712 | 60 | 170 | 180
7713 | 60 | 170 | 180
7714 | 60 | 170 | 180
7715 | 60 | 170 | 180
7716 | 60 | 170 | 180
7717 | 60 | 170 | 180
7718 | 60 | 170 | 180
7719 | 60 | 170 | 180
7720 | 60 | 170 | 180
7721 | 60 | 170 | 180
7722 | 60 | 170 | 180
7723 | 60 | 170 | 180
7724 | 60 | 170 | 180
7725 | 60 | 170 | 180
7726 | 60 | 170 | 180
7727 | 60 | 170 | 180
7728 | 60 | 170 | 180
7729 | 60 | 170 | 180
7730 | 60 | 170 | 180
7731 | 60 | 170 | 180
7732 | 60 | 170 | 180
7733 | 60 | 170 | 180
7734 | 60 | 170 | 180
7735 | 60 | 170 | 180
7736 | 60 | 170 | 180
7737 | 60 | 170 | 180
7738 | 60 | 170 | 180
7739 | 60 | 170 | 180
7740 | 60 | 170 | 180
7741 | 60 | 170 | 180
7742 | 60 | 170 | 180
7743 | 60 | 170 | 180
7744 | 60 | 170 | 180
7745 | 60 | 170 | 180
7746 | 60 | 170 | 180
7747 | 60 | 170 | 180
7748 | 60 | 170 | 180
7749 | 60 | 170 | 180
7750 | 60 | 170 | 180
7751 | 60 | 170 | 180
7752 | 60 | 170 | 180
7753 | 60 | 170 | 180
7754 | 60 | 170 | 180
7755 | 60 | 170 | 180
7756 | 60 | 170 | 180
7757 | 60 | 170 | 180
7758 | 60 | 170 | 180
7759 | 60 | 170 | 180
7760 | 60 | 170 | 180
7761 | 60 | 170 | 180
7762 | 60 | 170 | 180
7763 | 60 | 170 | 180
7764 | 60 | 170 | 180
7765 | 60 | 170 | 180
7766 | 60 | 170 | 180
7767 | 60 | 170 | 180
7768 | 60 | 170 | 180
7769 | 60 | 170 | 180
7770 | 60 | 170 | 180
7771 | 60 | 170 | 180
7772 | 60 | 170 | 180
7773 | 60 | 170 | 180
7774 | 60 | 170 | 180
7775 | 60 | 170 | 180
7776 | 60 | 170 | 180
7777 | 60 | 170 | 180
7778 | 60 | 170 | 180
7779 | 60 | 170 | 180
7780 | 60 | 170 | 180
7781 | 60 | 170 | 180
7782 | 60 | 170 | 180
7783 | 60 | 170 | 180
7784 | 60 | 170 | 180
7785 | 60 | 170 | 180
7786 | 60 | 170 | 180
7787 | 60 | 170 | 180
7788 | 60 | 170 | 180
7789 | 60 | 170 | 180
7790 | 60 | 170 | 180
7791 | 60 | 170 | 180
7792 | 60 | 170 | 180
7793 | 60 | 170 | 180
7794 | 60 | 170 | 180
7795 | 60 | 170 | 180
7796 | 60 | 170 | 180
7797 | 60 | 170 | 180
7798 | 60 | 170 | 180
7799 | 60 | 170 | 180
7800 | 60 | 170 | 180
7801 | 60 | 170 | 180
7802 | 60 | 170 | 180
7803 | 60 | 170 | 180
7804 | 60 | 170 | 180
7805 | 60 | 170 | 180
7806 | 60 | 170 | 180
7807 | 60 | 170 | 180
7808 | 60 | 170 | 180
7809 | 60 | 170 | 180
7810 | 60 | 170 | 180
7811 | 60 | 170 | 180
7812 | 60 | 170 | 180
7813 | 60 | 170 | 180
7814 | 60 | 170 | 180
7815 | 60 | 170 | 180
7816 | 60 | 170 | 180
7817 | 60 | 170 | 180
7818 | 60 | 170 | 180
7819 | 60 | 170 | 180
7820 | 60 | 170 | 180
7821 | 60 | 170 | 180
7822 | 60 | 170 | 180
7823 | 60 | 170 | 180
7824 | 60 | 170 | 180
7825 | 60 | 170 | 180
7826 | 60 | 170 | 180
7827 | 60 | 170 | 180
7828 | 60 | 170 | 180
7829 | 60 | 170 | 180
7830 | 60 | 170 | 180
7831 | 60 | 170 | 180
7832 | 60 | 170 | 180
7833 | 60 | 170 | 180
7834 | 60 | 170 | 180
7835 | 60 | 170 | 180
7836 | 60 | 170 | 180
7837 | 60 | 170 | 180
7838 | 60 | 170 | 180
7839 | 60 | 170 | 180
7840 | 60 | 170 | 180
7841 | 60 | 170 | 180
7842 | 60 | 170 | 180
7843 | 60 | 170 | 180
7844 | 60 | 170 | 180
7845 | 60 | 170 | 180
7846 | 60 | 170 | 180
7847 | 60 | 170 | 180
7848 | 60 | 170 | 180
7849 | 60 | 170 | 180
7850 | 60 | 170 | 180
7851 | 60 | 170 | 180
7852 | 60 | 170 | 180
7853 | 60 | 170 | 180
7854 | 60 | 170 | 180
7855 | 60 | 170 | 180
7856 | 60 | 170 | 180
7857 | 60 | 170 | 180
7858 | 60 | 170 | 180
7859 | 60 | 170 | 180
7860 | 60 | 170 | 180
7861 | 60 | 170 | 180
7862 | 60 | 170 | 180
7863 | 60 | 170 | 180
7864 | 60 | 170 | 180
7865 | 60 | 170 | 180
7866 | 60 | 170 | 180
7867 | 60 | 170 | 180
7868 | 60 | 170 | 180
7869 | 60 | 170 | 180
7870 | 60 | 170 | 180
7871 | 60 | 170 | 180
7872 | 60 | 170 | 180
7873 | 60 | 170 | 180
7874 | 60 | 170 | 180
7875 | 60 | 170 | 180
7876 | 60 | 170 | 180
7877 | 60 | 170 | 180
7878 | 60 | 170 | 180
7879 | 60 | 170 | 180
7880 | 60 | 170 | 180
7881 | 60 | 170 | 180
7882 | 60 | 170 | 180
7883 | 60 | 170 | 180
7884 | 60 | 170 | 180
7885 | 60 | 170 | 180
7886 | 60 | 170 | 180
7887 | 60 | 170 | 180
7888 | 60 | 170 | 180
7889 | 60 | 170 | 180
7890 | 60 | 170 | 180
7891 | 60 | 170 | 180
7892 | 60 | 170 | 180
7893 | 60 | 170 | 180
7894 | 60 | 170 | 180
7895 | 60 | 170 | 180
7896 | 60 | 170 | 180
7897 | 60 | 170 | 180
7898 | 60 | 170 | 180
7899 | 60 | 170 | 180
7900 | 60 | 170 | 180
7901 | 60 | 170 | 180
7902 | 60 | 170 | 180
7903 | 60 | 170 | 180
7904 | 60 | 170 | 180
7905 | 60 | 170 | 180
7906 | 60 | 170 | 180
7907 | 60 | 170 | 180
7908 | 60 | 170 | 180
7909 | 60 | 170 | 180
7910 | 60 | 170 | 180
7911 | 60 | 170 | 180
7912 | 60 | 170 | 180
7913 | 60 | 170 | 180
7914 | 60 | 170 | 180
7915 | 60 | 170 | 180
7916 | 60 | 170 | 180
7917 | 60 | 170 | 180
7918 | 60 | 170 | 180
7919 | 60 | 170 | 180
7920 | 60 | 170 | 180
7921 | 60 | 170 | 180
7922 | 60 | 170 | 180
7923 | 60 | 170 | 180
7924 | 60 | 170 | 180
7925 | 60 | 170 | 180
7926 | 60 | 170 | 180
7927 | 60 | 170 | 180
7928 | 60 | 170 | 180
7929 | 60 | 170 | 180
7930 | 60 | 170 | 180
7931 | 60 | 170 | 180
7932 | 60 | 170 | 180
7933 | 60 | 170 | 180
7934 | 60 | 170 | 180
7935 | 60 | 170 | 180
7936 | 60 | 170 | 180
7937 | 60 | 170 | 180
7938 | 60 | 170 | 180
7939 | 60 | 170 | 180
7940 | 60 | 170 | 180
7941 | 60 | 170 | 180
7942 | 60 | 170 | 180
7943 | 60 | 170 | 180
7944 | 60 | 170 | 180
7945 | 60 | 170 | 180
7946 | 60 | 170 | 180
7947 | 60 | 170 | 180
7948 | 60 | 170 | 180
7949 | 60 | 170 | 180
7950 | 60 | 170 | 180
7951 | 60 | 170 | 180
7952 | 60 | 170 | 180
7953 | 60 | 170 | 180
7954 | 60 | 170 | 180
7955 | 60 | 170 | 180
7956 | 60 | 170 | 180
7957 | 60 | 170 | 180
7958 | 60 | 170 | 180
7959 | 60 | 170 | 180
7960 | 60 | 170 | 180
7961 | 60 | 170 | 180
7962 | 60 | 170 | 180
7963 | 60 | 170 | 180
7964 | 60 | 170 | 180
7965 | 60 | 170 | 180
7966 | 60 | 170 | 180
7967 | 60 | 170 | 180
7968 | 60 | 170 | 180
7969 | 60 | 170 | 180
7970 | 60 | 170 | 180
7971 | 60 | 170 | 180
7972 | 60 | 170 | 180
7973 | 60 | 170 | 180
7974 | 60 | 170 | 180
7975 | 60 | 170 | 180
7976 | 60 | 170 | 180
7977 | 60 | 170 | 180
7978 | 60 | 170 | 180
7979 | 60 | 170 | 180
7980 | 60 | 170 | 180
7981 | 60 | 170 | 180
7982 | 60 | 170 | 180
7983 | 60 | 170 | 180
7984 | 60 | 170 | 180
7985 | 60 | 170 | 180
7986 | 60 | 170 | 180
7987 | 60 | 170 | 180
7988 | 60 | 170 | 180
7989 | 60 | 170 | 180
7990 | 60 | 170 | 180
7991 | 60 | 170 | 180
7992 | 60 | 170 | 180
7993 | 60 | 170 | 180
7994 | 60 | 170 | 180
7995 | 60 | 170 | 180
7996 | 60 | 170 | 180
7997 | 60 | 170 | 180
7998 | 60 | 170 | 180
7999 | 60 | 170 | 180
8000 | 60 | 170 | 180
8001 | 60 | 170 | 180
8002 | 60 | 170 | 180
8003 | 60 | 170 | 180
8004 | 60 | 170 | 180
8005 | 60 | 170 | 180
8006 | 60 | 170 | 180
8007 | 60 | 170 | 180
8008 | 60 | 170 | 180
8009 | 60 | 170 | 180
8010 | 60 | 170 | 180
8011 | 60 | 170 | 180
8012 | 60 | 170 | 180
8013 | 60 | 170 | 180
8014 | 60 | 170 | 180
8015 | 60 | 170 | 180
8016 | 60 | 170 | 180
8017 | 60 | 170 | 180
8018 | 60 | 170 | 180
8019 | 60 | 170 | 180
8020 | 60 | 170 | 180
8021 | 60 | 170 | 180
8022 | 60 | 170 | 180
8023 | 60 | 170 | 180
8024 | 60 | 170 | 180
8025 | 60 | 170 | 180
8026 | 60 | 170 | 180
8027 | 60 | 170 | 180
8028 | 60 | 170 | 180
8029 | 60 | 170 | 180
8030 | 60 | 170 | 180
8031 | 60 | 170 | 180
8032 | 60 | 170 | 180
8033 | 60 | 170 | 180
8034 | 60 | 170 | 180
8035 | 60 | 170 | 180
8036 | 60 | 170 | 180
8037 | 60 | 170 | 180
8038 | 60 | 170 | 180
8039 | 60 | 170 | 180
8040 | 60 | 170 | 180
8041 | 60 | 170 | 180
8042 | 60 | 170 | 180
8043 | 60 | 170 | 180
8044 | 60 | 170 | 180
8045 | 60 | 170 | 180
8046 | 60 | 170 | 180
8047 | 60 | 170 | 180
8048 | 60 | 170 | 180
8049 | 60 | 170 | 180
8050 | 60 | 170 | 180
8051 | 60 | 170 | 180
8052 | 60 | 170 | 180
8053 | 60 | 170 | 180
8054 | 60 | 170 | 180
8055 | 60 | 170 | 180
8056 | 60 | 170 | 180
8057 | 60 | 170 | 180
8058 | 60 | 170 | 180
8059 | 60 | 170 | 180
8060 | 60 | 170 | 180
8061 | 60 | 170 | 180
8062 | 60 | 170 | 180
8063 | 60 | 170 | 180
8064 | 60 | 170 | 180
8065 | 60 | 170 | 180
8066 | 60 | 170 | 180
8067 | 60 | 170 | 180
8068 | 60 | 170 | 180
8069 | 60 | 170 | 180
8070 | 60 | 170 | 180
8071 | 60 | 170 | 180
8072 | 60 | 170 | 180
8073 | 60 | 170 | 180
8074 | 60 | 170 | 180
8075 | 60 | 170 | 180
8076 | 60 | 170 | 180
8077 | 60 | 170 | 180
8078 | 60 | 170 | 180
8079 | 60 | 170 | 180
8080 | 60 | 170 | 180
8081 | 60 | 170 | 180
8082 | 60 | 170 | 180
8083 | 60 | 170 | 180
8084 | 60 | 170 | 180
8085 | 60 | 170 | 180
8086 | 60 | 170 | 180
8087 | 60 | 170 | 180
8088 | 60 | 170 | 180
8089 | 60 | 170 | 180
8090 | 60 | 170 | 180
8091 | 60 | 170 | 180
8092 | 60 | 170 | 180
8093 | 60 | 170 | 180
8094 | 60 | 170 | 180
8095 | 60 | 170 | 180
8096 | 60 | 170 | 180
8097 | 60 | 170 | 180
8098 | 60 | 170 | 180
8099 | 60 | 170 | 180
8100 | 60 | 170 | 180
8101 | 60 | 170 | 180
8102 | 60 | 170 | 180
8103 | 60 | 170 | 180
8104 | 60 | 170 | 180
8105 | 60 | 170 | 180
8106 | 60 | 170 | 180
8107 | 60 | 170 | 180
8108 | 60 | 170 | 180
8109 | 60 | 170 | 180
8110 | 60 | 170 | 180
8111 | 60 | 170 | 180
8112 | 60 | 170 | 180
8113 | 60 | 170 | 180
8114 | 60 | 170 | 180
8115 | 60 | 170 | 180
8116 | 60 | 170 | 180
8117 | 60 | 170 | 180
8118 | 60 | 170 | 180
8119 | 60 | 170 | 180
8120 | 60 | 170 | 180
8121 | 60 | 170 | 180
8122 | 60 | 170 | 180
8123 | 60 | 170 | 180
8124 | 60 | 170 | 180
8125 | 60 | 170 | 180
8126 | 60 | 170 | 180
8127 | 60 | 170 | 180
8128 | 60 | 170 | 180
8129 | 60 | 170 | 180
8130 | 60 | 170 | 180
8131 | 60 | 170 | 180
8132 | 60 | 170 | 180
8133 | 60 | 170 | 180
8134 | 60 | 170 | 180
8135 | 60 | 170 | 180
8136 | 60 | 170 | 180
8137 | 60 | 170 | 180
8138 | 60 | 170 | 180
8139 | 60 | 170 | 180
8140 | 60 | 170 | 180
8141 | 60 | 170 | 180
8142 | 60 | 170 | 180
8143 | 60 | 170 | 180
8144 | 60 | 170 | 180
8145 | 60 | 170 | 180
8146 | 60 | 170 | 180
8147 | 60 | 170 | 180
8148 | 60 | 170 | 180
8149 | 60 | 170 | 180
8150 | 60 | 170 | 180
8151 | 60 | 170 | 180
8152 | 60 | 170 | 180
8153 | 60 | 170 | 180
8154 | 60 | 170 | 180
8155 | 60 | 170 | 180
8156 | 60 | 170 | 180
8157 | 60 | 170 | 180
8158 | 60 | 170 | 180
8159 | 60 | 170 | 180
8160 | 60 | 170 | 180
8161 | 60 | 170 | 180
8162 | 60 | 170 | 180
8163 | 60 | 170 | 180
8164 | 60 | 170 | 180
8165 | 60 | 170 | 180
8166 | 60 | 170 | 180
8167 | 60 | 170 | 180
8168 | 60 | 170 | 180
8169 | 60 | 170 | 180
8170 | 60 | 170 | 180
8171 | 60 | 170 | 180
8172 | 60 | 170 | 180
8173 | 60 | 170 | 180
8174 | 60 | 170 | 180
8175 | 60 | 170 | 180
8176 | 60 | 170 | 180
8177 | 60 | 170 | 180
8178 | 60 | 170 | 180
8179 | 60 | 170 | 180
8180 | 60 | 170 | 180
8181 | 60 | 170 | 180
8182 | 60 | 170 | 180
8183 | 60 | 170 | 180
8184 | 60 | 170 | 180
8185 | 60 | 170 | 180
8186 | 60 | 170 | 180
8187 | 60 | 170 | 180
8188 | 60 | 170 | 180
8189 | 60 | 170 | 180
8190 | 60 | 170 | 180
8191 | 60 | 170 | 180
8192 | 60 | 170 | 180
8193 | 60 | 170 | 180
8194 | 60 | 170 | 180
8195 | 60 | 170 | 180
8196 | 60 | 170 | 180
8197 | 60 | 170 | 180
8198 | 60 | 170 | 180
8199 | 60 | 170 | 180
8200 | 60 | 170 | 180
8201 | 60 | 170 | 180
8202 | 60 | 170 | 180
8203 | 60 | 170 | 180
8204 | 60 | 170 | 180
8205 | 60 | 170 | 180
8206 | 60 | 170 | 180
8207 | 60 | 170 | 180
8208 | 60 | 170 | 180
8209 | 60 | 170 | 180
8210 | 60 | 170 | 180
8211 | 60 | 170 | 180
8212 | 60 | 170 | 180
8213 | 60 | 170 | 180
8214 | 60 | 170 | 180
8215 | 60 | 170 | 180
8216 | 60 | 170 | 180
8217 | 60 | 170 | 180
8218 | 60 | 170 | 180
8219 | 60 | 170 | 180
8220 | 60 | 170 | 180
8221 | 60 | 170 | 180
8222 | 60 | 170 | 180
8223 | 60 | 170 | 180
8224 | 60 | 170 | 180
8225 | 60 | 170 | 180
8226 | 60 | 170 | 180
8227 | 60 | 170 | 180
8228 | 60 | 170 | 180
8229 | 60 | 170 | 180
8230 | 60 | 170 | 180
8231 | 60 | 170 | 180
8232 | 60 | 170 | 180
8233 | 60 | 170 | 180
8234 | 60 | 170 | 180
8235 | 60 | 170 | 180
8236 | 60 | 170 | 180
8237 | 60 | 170 | 180
8238 | 60 | 170 | 180
8239 | 60 | 170 | 180
8240 | 60 | 170 | 180
8241 | 60 | 170 | 180
8242 | 60 | 170 | 180
8243 | 60 | 170 | 180
8244 | 60 | 170 | 180
8245 | 60 | 170 | 180
8246 | 60 | 170 | 180
8247 | 60 | 170 | 180
8248 | 60 | 170 | 180
8249 | 60 | 170 | 180
8250 | 60 | 170 | 180
8251 | 60 | 170 | 180
8252 | 60 | 170 | 180
8253 | 60 | 170 | 180
8254 | 60 | 170 | 180
8255 | 60 | 170 | 180
8256 | 60 | 170 | 180
8257 | 60 | 170 | 180
8258 | 60 | 170 | 180
8259 | 60 | 170 | 180
8260 | 60 | 170 | 180
8261 | 60 | 170 | 180
8262 | 60 | 170 | 180
8263 | 60 | 170 | 180
8264 | 60 | 170 | 180
8265 | 60 | 170 | 180
8266 | 60 | 170 | 180
8267 | 60 | 170 | 180
8268 | 60 | 170 | 180
8269 | 60 | 170 | 180
8270 | 60 | 170 | 180
8271 | 60 | 170 | 180
8272 | 60 | 170 | 180
8273 | 60 | 170 | 180
8274 | 60 | 170 | 180
8275 | 60 | 170 | 180
8276 | 60 | 170 | 180
8277 | 60 | 170 | 180
8278 | 60 | 170 | 180
8279 | 60 | 170 | 180
8280 | 60 | 170 | 180
8281 | 60 | 170 | 180
8282 | 60 | 170 | 180
8283 | 60 | 170 | 180
8284 | 60 | 170 | 180
8285 | 60 | 170 | 180
8286 | 60 | 170 | 180
8287 | 60 | 170 | 180
8288 | 60 | 170 | 180
8289 | 60 | 170 | 180
8290 | 60 | 170 | 180
8291 | 60 | 170 | 180
8292 | 60 | 170 | 180
8293 | 60 | 170 | 180
8294 | 60 | 170 | 180
8295 | 60 | 170 | 180
8296 | 60 | 170 | 180
8297 | 60 | 170 | 180
8298 | 60 | 170 | 180
8299 | 60 | 170 | 180
8300 | 60 | 170 | 180
8301 | 60 | 170 | 180
8302 | 60 | 170 | 180
8303 | 60 | 170 | 180
8304 | 60 | 170 | 180
8305 | 60 | 170 | 180
8306 | 60 | 170 | 180
8307 | 60 | 170 | 180
8308 | 60 | 170 | 180
8309 | 60 | 170 | 180
8310 | 60 | 170 | 180
8311 | 60 | 170 | 180
8312 | 60 | 170 | 180
8313 | 60 | 170 | 180
8314 | 60 | 170 | 180
8315 | 60 | 170 | 180
8316 | 60 | 170 | 180
8317 | 60 | 170 | 180
8318 | 60 | 170 | 180
8319 | 60 | 170 | 180
8320 | 60 | 170 | 180
8321 | 60 | 170 | 180
8322 | 60 | 170 | 180
8323 | 60 | 170 | 180
8324 | 60 | 170 | 180
8325 | 60 | 170 | 180
8326 | 60 | 170 | 180
8327 | 60 | 170 | 180
8328 | 60 | 170 | 180
8329 | 60 | 170 | 180
8330 | 60 | 170 | 180
8331 | 60 | 170 | 180
8332 | 60 | 170 | 180
8333 | 60 | 170 | 180
8334 | 60 | 170 | 180
8335 | 60 | 170 | 180
8336 | 60 | 170 | 180
8337 | 60 | 170 | 180
8338 | 60 | 170 | 180
8339 | 60 | 170 | 180
8340 | 60 | 170 | 180
8341 | 60 | 170 | 180
8342 | 60 | 170 | 180
8343 | 60 | 170 | 180
8344 | 60 | 170 | 180
8345 | 60 | 170 | 180
8346 | 60 | 170 | 180
8347 | 60 | 170 | 180
8348 | 60 | 170 | 180
8349 | 60 | 170 | 180
8350 | 60 | 170 | 180
8351 | 60 | 170 | 180
8352 | 60 | 170 | 180
8353 | 60 | 170 | 180
8354 | 60 | 170 | 180
8355 | 60 | 170 | 180
8356 | 60 | 170 | 180
8357 | 60 | 170 | 180
8358 | 60 | 170 | 180
8359 | 60 | 170 | 180
8360 | 60 | 170 | 180
8361 | 60 | 170 | 180
8362 | 60 | 170 | 180
8363 | 60 | 170 | 180
8364 | 60 | 170 | 180
8365 | 60 | 170 | 180
8366 | 60 | 170 | 180
8367 | 60 | 170 | 180
8368 | 60 | 170 | 180
8369 | 60 | 170 | 180
8370 | 60 | 170 | 180
8371 | 60 | 170 | 180
8372 | 60 | 170 | 180
8373 | 60 | 170 | 180
8374 | 60 | 170 | 180
8375 | 60 | 170 | 180
8376 | 60 | 170 | 180
8377 | 60 | 170 | 180
8378 | 60 | 170 | 180
8379 | 60 | 170 | 180
8380 | 60 | 170 | 180
8381 | 60 | 170 | 180
8382 | 60 | 170 | 180
8383 | 60 | 170 | 180
8384 | 60 | 170 | 180
8385 | 60 | 170 | 180
8386 | 60 | 170 | 180
8387 | 60 | 170 | 180
8388 | 60 | 170 | 180
8389 | 60 | 170 | 180
8390 | 60 | 170 | 180
8391 | 60 | 170 | 180
8392 | 60 | 170 | 180
8393 | 60 | 170 | 180
8394 | 60 | 170 | 180
8395 | 60 | 170 | 180
8396 | 60 | 170 | 180
8397 | 60 | 170 | 180
8398 | 60 | 170 | 180
8399 | 60 | 170 | 180
8400 | 60 | 170 | 180
8401 | 60 | 170 | 180
8402 | 60 | 170 | 180
8403 | 60 | 170 | 180
8404 | 60 | 170 | 180
8405 | 60 | 170 | 180
8406 | 60 | 170 | 180
8407 | 60 | 170 | 180
8408 | 60 | 170 | 180
8409 | 60 | 170 | 180
8410 | 60 | 170 | 180
8411 | 60 | 170 | 180
8412 | 60 | 170 | 180
8413 | 60 | 170 | 180
8414 | 60 | 170 | 180
8415 | 60 | 170 | 180
8416 | 60 | 170 | 180
8417 | 60 | 170 | 180
8418 | 60 | 170 | 180
8419 | 60 | 170 | 180
8420 | 60 | 170 | 180
8421 | 60 | 170 | 180
8422 | 60 | 170 | 180
8423 | 60 | 170 | 180
8424 | 60 | 170 | 180
8425 | 60 | 170 | 180
8426 | 60 | 170 | 180
8427 | 60 | 170 | 180
8428 | 60 | 170 | 180
8429 | 60 | 170 | 180
8430 | 60 | 170 | 180
8431 | 60 | 170 | 180
8432 | 60 | 170 | 180
8433 | 60 | 170 | 180
8434 | 60 | 170 | 180
8435 | 60 | 170 | 180
8436 | 60 | 170 | 180
8437 | 60 | 170 | 180
8438 | 60 | 170 | 180
8439 | 60 | 170 | 180
8440 | 60 | 170 | 180
8441 | 60 | 170 | 180
8442 | 60 | 170 | 180
8443 | 60 | 170 | 180
8444 | 60 | 170 | 180
8445 | 60 | 170 | 180
8446 | 60 | 170 | 180
8447 | 60 | 170 | 180
8448 | 60 | 170 | 180
8449 | 60 | 170 | 180
8450 | 60 | 170 | 180
8451 | 60 | 170 | 180
8452 | 60 | 170 | 180
8453 | 60 | 170 | 180
8454 | 60 | 170 | 180
8455 | 60 | 170 | 180
8456 | 60 | 170 | 180
8457 | 60 | 170 | 180
8458 | 60 | 170 | 180
8459 | 60 | 170 | 180
8460 | 60 | 170 | 180
8461 | 60 | 170 | 180
8462 | 60 | 170 | 180
8463 | 60 | 170 | 180
8464 | 60 | 170 | 180
8465 | 60 | 170 | 180
8466 | 60 | 170 | 180
8467 | 60 | 170 | 180
8468 | 60 | 170 | 180
8469 | 60 | 170 | 180
8470 | 60 | 170 | 180
8471 | 60 | 170 | 180
8472 | 60 | 170 | 180
8473 | 60 | 170 | 180
8474 | 60 | 170 | 180
8475 | 60 | 170 | 180
8476 | 60 | 170 | 180
8477 | 60 | 170 | 180
8478 | 60 | 170 | 180
8479 | 60 | 170 | 180
8480 | 60 | 170 | 180
8481 | 60 | 170 | 180
8482 | 60 | 170 | 180
8483 | 60 | 170 | 180
8484 | 60 | 170 | 180
8485 | 60 | 170 | 180
8486 | 60 | 170 | 180
8487 | 60 | 170 | 180
8488 | 60 | 170 | 180
8489 | 60 | 170 | 180
8490 | 60 | 170 | 180
8491 | 60 | 170 | 180
8492 | 60 | 170 | 180
8493 | 60 | 170 | 180
8494 | 60 | 170 | 180
8495 | 60 | 170 | 180
8496 | 60 | 170 | 180
8497 | 60 | 170 | 180
8498 | 60 | 170 | 180
8499 | 60 | 170 | 180
8500 | 60 | 170 | 180
8501 | 60 | 170 | 180
8502 | 60 | 170 | 180
8503 | 60 | 170 | 180
8504 | 60 | 170 | 180
8505 | 60 | 170 | 180
8506 | 60 | 170 | 180
8507 | 60 | 170 | 180
8508 | 60 | 170 | 180
8509 | 60 | 170 | 180
8510 | 60 | 170 | 180
8511 | 60 | 170 | 180
8512 | 60 | 170 | 180
8513 | 60 | 170 | 180
8514 | 60 | 170 | 180
8515 | 60 | 170 | 180
8516 | 60 | 170 | 180
8517 | 60 | 170 | 180
8518 | 60 | 170 | 180
8519 | 60 | 170 | 180
8520 | 60 | 170 | 180
8521 | 60 | 170 | 180
8522 | 60 | 170 | 180
8523 | 60 | 170 | 180
8524 | 60 | 170 | 180
8525 | 60 | 170 | 180
8526 | 60 | 170 | 180
8527 | 60 | 170 | 180
8528 | 60 | 170 | 180
8529 | 60 | 170 | 180
8530 | 60 | 170 | 180
8531 | 60 | 170 | 180
8532 | 60 | 170 | 180
8533 | 60 | 170 | 180
8534 | 60 | 170 | 180
8535 | 60 | 170 | 180
8536 | 60 | 170 | 180
8537 | 60 | 170 | 180
8538 | 60 | 170 | 180
8539 | 60 | 170 | 180
8540 | 60 | 170 | 180
8541 | 60 | 170 | 180
8542 | 60 | 170 | 180
8543 | 60 | 170 | 180
8544 | 60 | 170 | 180
8545 | 60 | 170 | 180
8546 | 60 | 170 | 180
8547 | 60 | 170 | 180
8548 | 60 | 170 | 180
8549 | 60 | 170 | 180
8550 | 60 | 170 | 180
8551 | 60 | 170 | 180
8552 | 60 | 170 | 180
8553 | 60 | 170 | 180
8554 | 60 | 170 | 180
8555 | 60 | 170 | 180
8556 | 60 | 170 | 180
8557 | 60 | 170 | 180
8558 | 60 | 170 | 180
8559 | 60 | 170 | 180
8560 | 60 | 170 | 180
8561 | 60 | 170 | 180
8562 | 60 | 170 | 180
8563 | 60 | 170 | 180
8564 | 60 | 170 | 180
8565 | 60 | 170 | 180
8566 | 60 | 170 | 180
8567 | 60 | 170 | 180
8568 | 60 | 170 | 180
8569 | 60 | 170 | 180
8570 | 60 | 170 | 180
8571 | 60 | 170 | 180
8572 | 60 | 170 | 180
8573 | 60 | 170 | 180
8574 | 60 | 170 | 180
8575 | 60 | 170 | 180
8576 | 60 | 170 | 180
8577 | 60 | 170 | 180
8578 | 60 | 170 | 180
8579 | 60 | 170 | 180
8580 | 60 | 170 | 180
8581 | 60 | 170 | 180
8582 | 60 | 170 | 180
8583 | 60 | 170 | 180
8584 | 60 | 170 | 180
8585 | 60 | 170 | 180
8586 | 60 | 170 | 180
8587 | 60 | 170 | 180
8588 | 60 | 170 | 180
8589 | 60 | 170 | 180
8590 | 60 | 170 | 180
8591 | 60 | 170 | 180
8592 | 60 | 170 | 180
8593 | 60 | 170 | 180
8594 | 60 | 170 | 180
8595 | 60 | 170 | 180
8596 | 60 | 170 | 180
8597 | 60 | 170 | 180
8598 | 60 | 170 | 180
8599 | 60 | 170 | 180
8600 | 60 | 170 | 180
8601 | 60 | 170 | 180
8602 | 60 | 170 | 180
8603 | 60 | 170 | 180
8604 | 60 | 170 | 180
8605 | 60 | 170 | 180
8606 | 60 | 170 | 180
8607 | 60 | 170 | 180
8608 | 60 | 170 | 180
8609 | 60 | 170 | 180
8610 | 60 | 170 | 180
8611 | 60 | 170 | 180
8612 | 60 | 170 | 180
8613 | 60 | 170 | 180
8614 | 60 | 170 | 180
8615 | 60 | 170 | 180
8616 | 60 | 170 | 180
8617 | 60 | 170 | 180
8618 | 60 | 170 | 180
8619 | 60 | 170 | 180
8620 | 60 | 170 | 180
8621 | 60 | 170 | 180
8622 | 60 | 170 | 180
8623 | 60 | 170 | 180
8624 | 60 | 170 | 180
8625 | 60 | 170 | 180
8626 | 60 | 170 | 180
8627 | 60 | 170 | 180
8628 | 60 | 170 | 180
8629 | 60 | 170 | 180
8630 | 60 | 170 | 180
8631 | 60 | 170 | 180
8632 | 60 | 170 | 180
8633 | 60 | 170 | 180
8634 | 60 | 170 | 180
8635 | 60 | 170 | 180
8636 | 60 | 170 | 180
8637 | 60 | 170 | 180
8638 | 60 | 170 | 180
8639 | 60 | 170 | 180
8640 | 60 | 170 | 180
8641 | 60 | 170 | 180
8642 | 60 | 170 | 180
8643 | 60 | 170 | 180
8644 | 60 | 170 | 180
8645 | 60 | 170 | 180
8646 | 60 | 170 | 180
8647 | 60 | 170 | 180
8648 | 60 | 170 | 180
8649 | 60 | 170 | 180
8650 | 60 | 170 | 180
8651 | 60 | 170 | 180
8652 | 60 | 170 | 180
8653 | 60 | 170 | 180
8654 | 60 | 170 | 180
8655 | 60 | 170 | 180
8656 | 60 | 170 | 180
8657 | 60 | 170 | 180
8658 | 60 | 170 | 180
8659 | 60 | 170 | 180
8660 | 60 | 170 | 180
8661 | 60 | 170 | 180
8662 | 60 | 170 | 180
8663 | 60 | 170 | 180
8664 | 60 | 170 | 180
8665 | 60 | 170 | 180
8666 | 60 | 170 | 180
8667 | 60 | 170 | 180
8668 | 60 | 170 | 180
8669 | 60 | 170 | 180
8670 | 60 | 170 | 180
8671 | 60 | 170 | 180
8672 | 60 | 170 | 180
8673 | 60 | 170 | 180
8674 | 60 | 170 | 180
8675 | 60 | 170 | 180
8676 | 60 | 170 | 180
8677 | 60 | 170 | 180
8678 | 60 | 170 | 180
8679 | 60 | 170 | 180
8680 | 60 | 170 | 180
8681 | 60 | 170 | 180
8682 | 60 | 170 | 180
8683 | 60 | 170 | 180
8684 | 60 | 170 | 180
8685 | 60 | 170 | 180
8686 | 60 | 170 | 180
8687 | 60 | 170 | 180
8688 | 60 | 170 | 180
8689 | 60 | 170 | 180
8690 | 60 | 170 | 180
8691 | 60 | 170 | 180
8692 | 60 | 170 | 180
8693 | 60 | 170 | 180
8694 | 60 | 170 | 180
8695 | 60 | 170 | 180
8696 | 60 | 170 | 180
8697 | 60 | 170 | 180
8698 | 60 | 170 | 180
8699 | 60 | 170 | 180
8700 | 60 | 170 | 180
8701 | 60 | 170 | 180
8702 | 60 | 170 | 180
8703 | 60 | 170 | 180
8704 | 60 | 170 | 180
8705 | 60 | 170 | 180
8706 | 60 | 170 | 180
8707 | 60 | 170 | 180
8708 | 60 | 170 | 180
8709 | 60 | 170 | 180
8710 | 60 | 170 | 180
8711 | 60 | 170 | 180
8712 | 60 | 170 | 180
8713 | 60 | 170 | 180
8714 | 60 | 170 | 180
8715 | 60 | 170 | 180
8716 | 60 | 170 | 180
8717 | 60 | 170 | 180
8718 | 60 | 170 | 180
8719 | 60 | 170 | 180
8720 | 60 | 170 | 180
8721 | 60 | 170 | 180
8722 | 60 | 170 | 180
8723 | 60 | 170 | 180
8724 | 60 | 170 | 180
8725 | 60 | 170 | 180
8726 | 60 | 170 | 180
8727 | 60 | 170 | 180
8728 | 60 | 170 | 180
8729 | 60 | 170 | 180
8730 | 60 | 170 | 180
8731 | 60 | 170 | 180
8732 | 60 | 170 | 180
8733 | 60 | 170 | 180
8734 | 60 | 170 | 180
8735 | 60 | 170 | 180
8736 | 60 | 170 | 180
8737 | 60 | 170 | 180
8738 | 60 | 170 | 180
8739 | 60 | 170 | 180
8740 | 60 | 170 | 180
8741 | 60 | 170 | 180
8742 | 60 | 170 | 180
8743 | 60 | 170 | 180
8744 | 60 | 170 | 180
8745 | 60 | 170 | 180
8746 | 60 | 170 | 180
8747 | 60 | 170 | 180
8748 | 60 | 170 | 180
8749 | 60 | 170 | 180
8750 | 60 | 170 | 180
8751 | 60 | 170 | 180
8752 | 60 | 170 | 180
8753 | 60 | 170 | 180
8754 | 60 | 170 | 180
8755 | 60 | 170 | 180
8756 | 60 | 170 | 180
8757 | 60 | 170 | 180
8758 | 60 | 170 | 180
8759 | 60 | 170 | 180
8760 | 60 | 170 | 180

## TimeVarEff
t | Campus.Gas Heater
0 | 1
1 | 1
2 | 1
3 | 1
4 | 1
5 | 1
6 | 1
7 | 1
8 | 1
9 | 1
10 | 1
11 | 1
12 | 1
13 | 1
14 | 1
15 | 1
16 | 1
17 | 1
18 | 1
19 | 1
20 | 1
21 | 1
22 | 1
23 | 1
24 | 1
25 | 1
26 | 1
27 | 1
28 | 1
29 | 1
30 | 1
31 | 1
32 | 1
33 | 1
34 | 1
35 | 1
36 | 1
37 | 1
38 | 1
39 | 1
40 | 1
41 | 1
42 | 1
43 | 1
44 | 1
45 | 1
46 | 1
47 | 1
48 | 1
49 | 1
50 | 1
51 | 1
52 | 1
53 | 1
54 | 1
55 | 1
56 | 1
57 | 1
58 | 1
59 | 1
60 | 1
61 | 1
62 | 1
63 | 1
64 | 1
65 | 1
66 | 1
67 | 1
68 | 1
69 | 1
70 | 1
71 | 1
72 | 1
73 | 1
74 | 1
75 | 1
76 | 1
77 | 1
78 | 1
79 | 1
80 | 1
81 | 1
82 | 1
83 | 1
84 | 1
85 | 1
86 | 1
87 | 1
88 | 1
89 | 1
90 | 1
91 | 1
92 | 1
93 | 1
94 | 1
95 | 1
96 | 1
97 | 1
98 | 1
99 | 1
100 | 1
101 | 1
102 | 1
103 | 1
104 | 1
105 | 1
106 | 1
107 | 1
108 | 1
109 | 1
110 | 1
111 | 1
112 | 1
113 | 1
114 | 1
115 | 1
116 | 1
117 | 1
118 | 1
119 | 1
120 | 1
121 | 1
122 | 1
123 | 1
124 | 1
125 | 1
126 | 1
127 | 1
128 | 1
129 | 1
130 | 1
131 | 1
132 | 1
133 | 1
134 | 1
135 | 1
136 | 1
137 | 1
138 | 1
139 | 1
140 | 1
141 | 1
142 | 1
143 | 1
144 | 1
145 | 1
146 | 1
147 | 1
148 | 1
149 | 1
150 | 1
151 | 1
152 | 1
153 | 1
154 | 1
155 | 1
156 | 1
157 | 1
158 | 1
159 | 1
160 | 1
161 | 1
162 | 1
163 | 1
164 | 1
165 | 1
166 | 1
167 | 1
168 | 1
169 | 1
170 | 1
171 | 1
172 | 1
173 | 1
174 | 1
175 | 1
176 | 1
177 | 1
178 | 1
179 | 1
180 | 1
181 | 1
182 | 1
183 | 1
184 | 1
185 | 1
186 | 1
187 | 1
188 | 1
189 | 1
190 | 1
191 | 1
192 | 1
193 | 1
194 | 1
195 | 1
196 | 1
197 | 1
198 | 1
199 | 1
200 | 1
201 | 1
202 | 1
203 | 1
204 | 1
205 | 1
206 | 1
207 | 1
208 | 1
209 | 1
210 | 1
211 | 1
212 | 1
213 | 1
214 | 1
215 | 1
216 | 1
217 | 1
218 | 1
219 | 1
220 | 1
221 | 1
222 | 1
223 | 1
224 | 1
225 | 1
226 | 1
227 | 1
228 | 1
229 | 1
230 | 1
231 | 1
232 | 1
233 | 1
234 | 1
235 | 1
236 | 1
237 | 1
238 | 1
239 | 1
240 | 1
241 | 1
242 | 1
243 | 1
244 | 1
245 | 1
246 | 1
247 | 1
248 | 1
249 | 1
250 | 1
251 | 1
252 | 1
253 | 1
254 | 1
255 | 1
256 | 1
257 | 1
258 | 1
259 | 1
260 | 1
261 | 1
262 | 1
263 | 1
264 | 1
265 | 1
266 | 1
267 | 1
268 | 1
269 | 1
270 | 1
271 | 1
272 | 1
273 | 1
274 | 1
275 | 1
276 | 1
277 | 1
278 | 1
279 | 1
280 | 1
281 | 1
282 | 1
283 | 1
284 | 1
285 | 1
286 | 1
287 | 1
288 | 1
289 | 1
290 | 1
291 | 1
292 | 1
293 | 1
294 | 1
295 | 1
296 | 1
297 | 1
298 | 1
299 | 1
300 | 1
301 | 1
302 | 1
303 | 1
304 | 1
305 | 1
306 | 1
307 | 1
308 | 1
309 | 1
310 | 1
311 | 1
312 | 1
313 | 1
314 | 1
315 | 1
316 | 1
317 | 1
318 | 1
319 | 1
320 | 1
321 | 1
322 | 1
323 | 1
324 | 1
325 | 1
326 | 1
327 | 1
328 | 1
329 | 1
330 | 1
331 | 1
332 | 1
333 | 1
334 | 1
335 | 1
336 | 1
337 | 1
338 | 1
339 | 1
340 | 1
341 | 1
342 | 1
343 | 1
344 | 1
345 | 1
346 | 1
347 | 1
348 | 1
349 | 1
350 | 1
351 | 1
352 | 1
353 | 1
354 | 1
355 | 1
356 | 1
357 | 1
358 | 1
359 | 1
360 | 1
361 | 1
362 | 1
363 | 1
364 | 1
365 | 1
366 | 1
367 | 1
368 | 1
369 | 1
370 | 1
371 | 1
372 | 1
373 | 1
374 | 1
375 | 1
376 | 1
377 | 1
378 | 1
379 | 1
380 | 1
381 | 1
382 | 1
383 | 1
384 | 1
385 | 1
386 | 1
387 | 1
388 | 1
389 | 1
390 | 1
391 | 1
392 | 1
393 | 1
394 | 1
395 | 1
396 | 1
397 | 1
398 | 1
399 | 1
400 | 1
401 | 1
402 | 1
403 | 1
404 | 1
405 | 1
406 | 1
407 | 1
408 | 1
409 | 1
410 | 1
411 | 1
412 | 1
413 | 1
414 | 1
415 | 1
416 | 1
417 | 1
418 | 1
419 | 1
420 | 1
421 | 1
422 | 1
423 | 1
424 | 1
425 | 1
426 | 1
427 | 1
428 | 1
429 | 1
430 | 1
431 | 1
432 | 1
433 | 1
434 | 1
435 | 1
436 | 1
437 | 1
438 | 1
439 | 1
440 | 1
441 | 1
442 | 1
443 | 1
444 | 1
445 | 1
446 | 1
447 | 1
448 | 1
449 | 1
450 | 1
451 | 1
452 | 1
453 | 1
454 | 1
455 | 1
456 | 1
457 | 1
458 | 1
459 | 1
460 | 1
461 | 1
462 | 1
463 | 1
464 | 1
465 | 1
466 | 1
467 | 1
468 | 1
469 | 1
470 | 1
471 | 1
472 | 1
473 | 1
474 | 1
475 | 1
476 | 1
477 | 1
478 | 1
479 | 1
480 | 1
481 | 1
482 | 1
483 | 1
484 | 1
485 | 1
486 | 1
487 | 1
488 | 1
489 | 1
490 | 1
491 | 1
492 | 1
493 | 1
494 | 1
495 | 1
496 | 1
497 | 1
498 | 1
499 | 1
500 | 1
501 | 1
502 | 1
503 | 1
504 | 1
505 | 1
506 | 1
507 | 1
508 | 1
509 | 1
510 | 1
511 | 1
512 | 1
513 | 1
514 | 1
515 | 1
516 | 1
517 | 1
518 | 1
519 | 1
520 | 1
521 | 1
522 | 1
523 | 1
524 | 1
525 | 1
526 | 1
527 | 1
528 | 1
529 | 1
530 | 1
531 | 1
532 | 1
533 | 1
534 | 1
535 | 1
536 | 1
537 | 1
538 | 1
539 | 1
540 | 1
541 | 1
542 | 1
543 | 1
544 | 1
545 | 1
546 | 1
547 | 1
548 | 1
549 | 1
550 | 1
551 | 1
552 | 1
553 | 1
554 | 1
555 | 1
556 | 1
557 | 1
558 | 1
559 | 1
560 | 1
561 | 1
562 | 1
563 | 1
564 | 1
565 | 1
566 | 1
567 | 1
568 | 1
569 | 1
570 | 1
571 | 1
572 | 1
573 | 1
574 | 1
575 | 1
576 | 1
577 | 1
578 | 1
579 | 1
580 | 1
581 | 1
582 | 1
583 | 1
584 | 1
585 | 1
586 | 1
587 | 1
588 | 1
589 | 1
590 | 1
591 | 1
592 | 1
593 | 1
594 | 1
595 | 1
596 | 1
597 | 1
598 | 1
599 | 1
600 | 1
601 | 1
602 | 1
603 | 1
604 | 1
605 | 1
606 | 1
607 | 1
608 | 1
609 | 1
610 | 1
611 | 1
612 | 1
613 | 1
614 | 1
615 | 1
616 | 1
617 | 1
618 | 1
619 | 1
620 | 1
621 | 1
622 | 1
623 | 1
624 | 1
625 | 1
626 | 1
627 | 1
628 | 1
629 | 1
630 | 1
631 | 1
632 | 1
633 | 1
634 | 1
635 | 1
636 | 1
637 | 1
638 | 1
639 | 1
640 | 1
641 | 1
642 | 1
643 | 1
644 | 1
645 | 1
646 | 1
647 | 1
648 | 1
649 | 1
650 | 1
651 | 1
652 | 1
653 | 1
654 | 1
655 | 1
656 | 1
657 | 1
658 | 1
659 | 1
660 | 1
661 | 1
662 | 1
663 | 1
664 | 1
665 | 1
666 | 1
667 | 1
668 | 1
669 | 1
670 | 1
671 | 1
672 | 1
673 | 1
674 | 1
675 | 1
676 | 1
677 | 1
678 | 1
679 | 1
680 | 1
681 | 1
682 | 1
683 | 1
684 | 1
685 | 1
686 | 1
687 | 1
688 | 1
689 | 1
690 | 1
691 | 1
692 | 1
693 | 1
694 | 1
695 | 1
696 | 1
697 | 1
698 | 1
699 | 1
700 | 1
701 | 1
702 | 1
703 | 1
704 | 1
705 | 1
706 | 1
707 | 1
708 | 1
709 | 1
710 | 1
711 | 1
712 | 1
713 | 1
714 | 1
715 | 1
716 | 1
717 | 1
718 | 1
719 | 1
720 | 1
721 | 1
722 | 1
723 | 1
724 | 1
725 | 1
726 | 1
727 | 1
728 | 1
729 | 1
730 | 1
731 | 1
732 | 1
733 | 1
734 | 1
735 | 1
736 | 1
737 | 1
738 | 1
739 | 1
740 | 1
741 | 1
742 | 1
743 | 1
744 | 1
745 | 1
746 | 1
747 | 1
748 | 1
749 | 1
750 | 1
751 | 1
752 | 1
753 | 1
754 | 1
755 | 1
756 | 1
757 | 1
758 | 1
759 | 1
760 | 1
761 | 1
762 | 1
763 | 1
764 | 1
765 | 1
766 | 1
767 | 1
768 | 1
769 | 1
770 | 1
771 | 1
772 | 1
773 | 1
774 | 1
775 | 1
776 | 1
777 | 1
778 | 1
779 | 1
780 | 1
781 | 1
782 | 1
783 | 1
784 | 1
785 | 1
786 | 1
787 | 1
788 | 1
789 | 1
790 | 1
791 | 1
792 | 1
793 | 1
794 | 1
795 | 1
796 | 1
797 | 1
798 | 1
799 | 1
800 | 1
801 | 1
802 | 1
803 | 1
804 | 1
805 | 1
806 | 1
807 | 1
808 | 1
809 | 1
810 | 1
811 | 1
812 | 1
813 | 1
814 | 1
815 | 1
816 | 1
817 | 1
818 | 1
819 | 1
820 | 1
821 | 1
822 | 1
823 | 1
824 | 1
825 | 1
826 | 1
827 | 1
828 | 1
829 | 1
830 | 1
831 | 1
832 | 1
833 | 1
834 | 1
835 | 1
836 | 1
837 | 1
838 | 1
839 | 1
840 | 1
841 | 1
842 | 1
843 | 1
844 | 1
845 | 1
846 | 1
847 | 1
848 | 1
849 | 1
850 | 1
851 | 1
852 | 1
853 | 1
854 | 1
855 | 1
856 | 1
857 | 1
858 | 1
859 | 1
860 | 1
861 | 1
862 | 1
863 | 1
864 | 1
865 | 1
866 | 1
867 | 1
868 | 1
869 | 1
870 | 1
871 | 1
872 | 1
873 | 1
874 | 1
875 | 1
876 | 1
877 | 1
878 | 1
879 | 1
880 | 1
881 | 1
882 | 1
883 | 1
884 | 1
885 | 1
886 | 1
887 | 1
888 | 1
889 | 1
890 | 1
891 | 1
892 | 1
893 | 1
894 | 1
895 | 1
896 | 1
897 | 1
898 | 1
899 | 1
900 | 1
901 | 1
902 | 1
903 | 1
904 | 1
905 | 1
906 | 1
907 | 1
908 | 1
909 | 1
910 | 1
911 | 1
912 | 1
913 | 1
914 | 1
915 | 1
916 | 1
917 | 1
918 | 1
919 | 1
920 | 1
921 | 1
922 | 1
923 | 1
924 | 1
925 | 1
926 | 1
927 | 1
928 | 1
929 | 1
930 | 1
931 | 1
932 | 1
933 | 1
934 | 1
935 | 1
936 | 1
937 | 1
938 | 1
939 | 1
940 | 1
941 | 1
942 | 1
943 | 1
944 | 1
945 | 1
946 | 1
947 | 1
948 | 1
949 | 1
950 | 1
951 | 1
952 | 1
953 | 1
954 | 1
955 | 1
956 | 1
957 | 1
958 | 1
959 | 1
960 | 1
961 | 1
962 | 1
963 | 1
964 | 1
965 | 1
966 | 1
967 | 1
968 | 1
969 | 1
970 | 1
971 | 1
972 | 1
973 | 1
974 | 1
975 | 1
976 | 1
977 | 1
978 | 1
979 | 1
980 | 1
981 | 1
982 | 1
983 | 1
984 | 1
985 | 1
986 | 1
987 | 1
988 | 1
989 | 1
990 | 1
991 | 1
992 | 1
993 | 1
994 | 1
995 | 1
996 | 1
997 | 1
998 | 1
999 | 1
1000 | 1
1001 | 1
1002 | 1
1003 | 1
1004 | 1
1005 | 1
1006 | 1
1007 | 1
1008 | 1
1009 | 1
1010 | 1
1011 | 1
1012 | 1
1013 | 1
1014 | 1
1015 | 1
1016 | 1
1017 | 1
1018 | 1
1019 | 1
1020 | 1
1021 | 1
1022 | 1
1023 | 1
1024 | 1
1025 | 1
1026 | 1
1027 | 1
1028 | 1
1029 | 1
1030 | 1
1031 | 1
1032 | 1
1033 | 1
1034 | 1
1035 | 1
1036 | 1
1037 | 1
1038 | 1
1039 | 1
1040 | 1
1041 | 1
1042 | 1
1043 | 1
1044 | 1
1045 | 1
1046 | 1
1047 | 1
1048 | 1
1049 | 1
1050 | 1
1051 | 1
1052 | 1
1053 | 1
1054 | 1
1055 | 1
1056 | 1
1057 | 1
1058 | 0
1059 | 0
1060 | 0
1061 | 0
1062 | 0
1063 | 0
1064 | 0
1065 | 1
1066 | 1
1067 | 1
1068 | 1
1069 | 1
1070 | 1
1071 | 1
1072 | 1
1073 | 1
1074 | 1
1075 | 1
1076 | 1
1077 | 1
1078 | 1
1079 | 1
1080 | 1
1081 | 1
1082 | 1
1083 | 1
1084 | 1
1085 | 1
1086 | 1
1087 | 1
1088 | 1
1089 | 1
1090 | 1
1091 | 1
1092 | 1
1093 | 1
1094 | 1
1095 | 1
1096 | 1
1097 | 1
1098 | 1
1099 | 1
1100 | 1
1101 | 1
1102 | 1
1103 | 1
1104 | 1
1105 | 1
1106 | 1
1107 | 1
1108 | 1
1109 | 1
1110 | 1
1111 | 1
1112 | 1
1113 | 1
1114 | 1
1115 | 1
1116 | 1
1117 | 1
1118 | 1
1119 | 1
1120 | 1
1121 | 1
1122 | 1
1123 | 1
1124 | 1
1125 | 1
1126 | 1
1127 | 1
1128 | 1
1129 | 1
1130 | 1
1131 | 1
1132 | 1
1133 | 1
1134 | 1
1135 | 1
1136 | 1
1137 | 1
1138 | 1
1139 | 1
1140 | 1
1141 | 1
1142 | 1
1143 | 1
1144 | 1
1145 | 1
1146 | 1
1147 | 1
1148 | 1
1149 | 1
1150 | 1
1151 | 1
1152 | 1
1153 | 1
1154 | 1
1155 | 1
1156 | 1
1157 | 1
1158 | 1
1159 | 1
1160 | 1
1161 | 1
1162 | 1
1163 | 1
1164 | 1
1165 | 1
1166 | 1
1167 | 1
1168 | 1
1169 | 1
1170 | 1
1171 | 1
1172 | 1
1173 | 1
1174 | 1
1175 | 1
1176 | 1
1177 | 1
1178 | 1
1179 | 1
1180 | 1
1181 | 1
1182 | 1
1183 | 1
1184 | 1
1185 | 1
1186 | 1
1187 | 1
1188 | 1
1189 | 1
1190 | 1
1191 | 1
1192 | 1
1193 | 1
1194 | 1
1195 | 1
1196 | 1
1197 | 1
1198 | 1
1199 | 1
1200 | 1
1201 | 1
1202 | 1
1203 | 1
1204 | 1
1205 | 1
1206 | 1
1207 | 1
1208 | 1
1209 | 1
1210 | 1
1211 | 1
1212 | 1
1213 | 1
1214 | 1
1215 | 1
1216 | 1
1217 | 1
1218 | 1
1219 | 1
1220 | 1
1221 | 1
1222 | 1
1223 | 1
1224 | 1
1225 | 1
1226 | 1
1227 | 1
1228 | 1
1229 | 1
1230 | 1
1231 | 1
1232 | 1
1233 | 1
1234 | 1
1235 | 1
1236 | 1
1237 | 1
1238 | 1
1239 | 1
1240 | 1
1241 | 1
1242 | 1
1243 | 1
1244 | 1
1245 | 1
1246 | 1
1247 | 1
1248 | 1
1249 | 1
1250 | 1
1251 | 1
1252 | 1
1253 | 1
1254 | 1
1255 | 1
1256 | 1
1257 | 1
1258 | 1
1259 | 1
1260 | 1
1261 | 1
1262 | 1
1263 | 1
1264 | 1
1265 | 1
1266 | 1
1267 | 1
1268 | 1
1269 | 1
1270 | 1
1271 | 1
1272 | 1
1273 | 1
1274 | 1
1275 | 1
1276 | 1
1277 | 1
1278 | 1
1279 | 1
1280 | 1
1281 | 1
1282 | 1
1283 | 1
1284 | 1
1285 | 1
1286 | 1
1287 | 1
1288 | 1
1289 | 1
1290 | 1
1291 | 1
1292 | 1
1293 | 1
1294 | 1
1295 | 1
1296 | 1
1297 | 1
1298 | 1
1299 | 1
1300 | 1
1301 | 1
1302 | 1
1303 | 1
1304 | 1
1305 | 1
1306 | 1
1307 | 1
1308 | 1
1309 | 1
1310 | 1
1311 | 1
1312 | 1
1313 | 1
1314 | 1
1315 | 1
1316 | 1
1317 | 1
1318 | 1
1319 | 1
1320 | 1
1321 | 1
1322 | 1
1323 | 1
1324 | 1
1325 | 1
1326 | 1
1327 | 1
1328 | 1
1329 | 1
1330 | 1
1331 | 1
1332 | 1
1333 | 1
1334 | 1
1335 | 1
1336 | 1
1337 | 1
1338 | 1
1339 | 1
1340 | 1
1341 | 1
1342 | 1
1343 | 1
1344 | 1
1345 | 1
1346 | 1
1347 | 1
1348 | 1
1349 | 1
1350 | 1
1351 | 1
1352 | 1
1353 | 1
1354 | 1
1355 | 1
1356 | 1
1357 | 1
1358 | 1
1359 | 1
1360 | 1
1361 | 1
1362 | 1
1363 | 1
1364 | 1
1365 | 1
1366 | 1
1367 | 1
1368 | 1
1369 | 1
1370 | 1
1371 | 1
1372 | 1
1373 | 1
1374 | 1
1375 | 1
1376 | 1
1377 | 1
1378 | 1
1379 | 1
1380 | 1
1381 | 1
1382 | 1
1383 | 1
1384 | 1
1385 | 1
1386 | 1
1387 | 1
1388 | 1
1389 | 1
1390 | 1
1391 | 1
1392 | 1
1393 | 1
1394 | 1
1395 | 1
1396 | 1
1397 | 1
1398 | 1
1399 | 1
1400 | 1
1401 | 1
1402 | 1
1403 | 1
1404 | 1
1405 | 1
1406 | 1
1407 | 1
1408 | 1
1409 | 1
1410 | 1
1411 | 1
1412 | 1
1413 | 1
1414 | 1
1415 | 1
1416 | 1
1417 | 1
1418 | 1
1419 | 1
1420 | 1
1421 | 1
1422 | 1
1423 | 1
1424 | 1
1425 | 1
1426 | 1
1427 | 1
1428 | 1
1429 | 1
1430 | 1
1431 | 1
1432 | 1
1433 | 1
1434 | 1
1435 | 1
1436 | 1
1437 | 1
1438 | 1
1439 | 1
1440 | 1
1441 | 1
1442 | 1
1443 | 1
1444 | 1
1445 | 1
1446 | 1
1447 | 1
1448 | 1
1449 | 1
1450 | 1
1451 | 1
1452 | 1
1453 | 1
1454 | 1
1455 | 1
1456 | 1
1457 | 1
1458 | 1
1459 | 1
1460 | 1
1461 | 1
1462 | 1
1463 | 1
1464 | 1
1465 | 1
1466 | 1
1467 | 1
1468 | 1
1469 | 1
1470 | 1
1471 | 1
1472 | 1
1473 | 1
1474 | 1
1475 | 1
1476 | 1
1477 | 1
1478 | 1
1479 | 1
1480 | 1
1481 | 1
1482 | 1
1483 | 1
1484 | 1
1485 | 1
1486 | 1
1487 | 1
1488 | 1
1489 | 1
1490 | 1
1491 | 1
1492 | 1
1493 | 1
1494 | 1
1495 | 1
1496 | 1
1497 | 1
1498 | 1
1499 | 1
1500 | 1
1501 | 1
1502 | 1
1503 | 1
1504 | 1
1505 | 1
1506 | 1
1507 | 1
1508 | 1
1509 | 1
1510 | 1
1511 | 1
1512 | 1
1513 | 1
1514 | 1
1515 | 1
1516 | 1
1517 | 1
1518 | 1
1519 | 1
1520 | 1
1521 | 1
1522 | 1
1523 | 1
1524 | 1
1525 | 1
1526 | 1
1527 | 1
1528 | 1
1529 | 1
1530 | 1
1531 | 1
1532 | 1
1533 | 1
1534 | 1
1535 | 1
1536 | 1
1537 | 1
1538 | 1
1539 | 1
1540 | 1
1541 | 1
1542 | 1
1543 | 1
1544 | 1
1545 | 1
1546 | 1
1547 | 1
1548 | 1
1549 | 1
1550 | 1
1551 | 1
1552 | 1
1553 | 1
1554 | 1
1555 | 1
1556 | 1
1557 | 1
1558 | 1
1559 | 1
1560 | 1
1561 | 1
1562 | 1
1563 | 1
1564 | 1
1565 | 1
1566 | 1
1567 | 1
1568 | 1
1569 | 1
1570 | 1
1571 | 1
1572 | 1
1573 | 1
1574 | 1
1575 | 1
1576 | 1
1577 | 1
1578 | 1
1579 | 1
1580 | 1
1581 | 1
1582 | 1
1583 | 1
1584 | 1
1585 | 1
1586 | 1
1587 | 1
1588 | 1
1589 | 1
1590 | 1
1591 | 1
1592 | 1
1593 | 1
1594 | 1
1595 | 1
1596 | 1
1597 | 1
1598 | 1
1599 | 1
1600 | 1
1601 | 1
1602 | 1
1603 | 1
1604 | 1
1605 | 1
1606 | 1
1607 | 1
1608 | 1
1609 | 1
1610 | 1
1611 | 1
1612 | 1
1613 | 1
1614 | 1
1615 | 1
1616 | 1
1617 | 1
1618 | 1
1619 | 1
1620 | 1
1621 | 1
1622 | 1
1623 | 1
1624 | 1
1625 | 1
1626 | 1
1627 | 1
1628 | 1
1629 | 1
1630 | 1
1631 | 1
1632 | 1
1633 | 1
1634 | 1
1635 | 1
1636 | 1
1637 | 1
1638 | 1
1639 | 1
1640 | 1
1641 | 1
1642 | 1
1643 | 1
1644 | 1
1645 | 1
1646 | 1
1647 | 1
1648 | 1
1649 | 1
1650 | 1
1651 | 1
1652 | 1
1653 | 1
1654 | 1
1655 | 1
1656 | 1
1657 | 1
1658 | 1
1659 | 1
1660 | 1
1661 | 1
1662 | 1
1663 | 1
1664 | 1
1665 | 1
1666 | 1
1667 | 1
1668 | 1
1669 | 1
1670 | 1
1671 | 1
1672 | 1
1673 | 1
1674 | 1
1675 | 1
1676 | 1
1677 | 1
1678 | 1
1679 | 1
1680 | 1
1681 | 1
1682 | 1
1683 | 1
1684 | 1
1685 | 1
1686 | 1
1687 | 1
1688 | 1
1689 | 1
1690 | 1
1691 | 1
1692 | 1
1693 | 1
1694 | 1
1695 | 1
1696 | 1
1697 | 1
1698 | 1
1699 | 1
1700 | 1
1701 | 1
1702 | 1
1703 | 1
1704 | 1
1705 | 1
1706 | 1
1707 | 1
1708 | 1
1709 | 1
1710 | 1
1711 | 1
1712 | 1
1713 | 1
1714 | 1
1715 | 1
1716 | 1
1717 | 1
1718 | 1
1719 | 1
1720 | 1
1721 | 1
1722 | 1
1723 | 1
1724 | 1
1725 | 1
1726 | 1
1727 | 1
1728 | 1
1729 | 1
1730 | 1
1731 | 1
1732 | 1
1733 | 1
1734 | 1
1735 | 1
1736 | 1
1737 | 1
1738 | 1
1739 | 1
1740 | 1
1741 | 1
1742 | 1
1743 | 1
1744 | 1
1745 | 1
1746 | 1
1747 | 1
1748 | 1
1749 | 1
1750 | 1
1751 | 1
1752 | 1
1753 | 1
1754 | 1
1755 | 1
1756 | 1
1757 | 1
1758 | 1
1759 | 1
1760 | 1
1761 | 1
1762 | 1
1763 | 1
1764 | 1
1765 | 1
1766 | 1
1767 | 1
1768 | 1
1769 | 1
1770 | 1
1771 | 1
1772 | 1
1773 | 1
1774 | 1
1775 | 1
1776 | 1
1777 | 1
1778 | 1
1779 | 1
1780 | 1
1781 | 1
1782 | 1
1783 | 1
1784 | 1
1785 | 1
1786 | 1
1787 | 1
1788 | 1
1789 | 1
1790 | 1
1791 | 1
1792 | 1
1793 | 1
1794 | 1
1795 | 1
1796 | 1
1797 | 1
1798 | 1
1799 | 1
1800 | 1
1801 | 1
1802 | 1
1803 | 1
1804 | 1
1805 | 1
1806 | 1
1807 | 1
1808 | 1
1809 | 1
1810 | 1
1811 | 1
1812 | 1
1813 | 1
1814 | 1
1815 | 1
1816 | 1
1817 | 1
1818 | 1
1819 | 1
1820 | 1
1821 | 1
1822 | 1
1823 | 1
1824 | 1
1825 | 1
1826 | 1
1827 | 1
1828 | 1
1829 | 1
1830 | 1
1831 | 1
1832 | 1
1833 | 1
1834 | 1
1835 | 1
1836 | 1
1837 | 1
1838 | 1
1839 | 1
1840 | 1
1841 | 1
1842 | 1
1843 | 1
1844 | 1
1845 | 1
1846 | 1
1847 | 1
1848 | 1
1849 | 1
1850 | 1
1851 | 1
1852 | 1
1853 | 1
1854 | 1
1855 | 1
1856 | 1
1857 | 1
1858 | 1
1859 | 1
1860 | 1
1861 | 1
1862 | 1
1863 | 1
1864 | 1
1865 | 1
1866 | 1
1867 | 1
1868 | 1
1869 | 1
1870 | 1
1871 | 1
1872 | 1
1873 | 1
1874 | 1
1875 | 1
1876 | 1
1877 | 1
1878 | 1
1879 | 1
1880 | 1
1881 | 1
1882 | 1
1883 | 1
1884 | 1
1885 | 1
1886 | 1
1887 | 1
1888 | 1
1889 | 1
1890 | 1
1891 | 1
1892 | 1
1893 | 1
1894 | 1
1895 | 1
1896 | 1
1897 | 1
1898 | 1
1899 | 1
1900 | 1
1901 | 1
1902 | 1
1903 | 1
1904 | 1
1905 | 1
1906 | 1
1907 | 1
1908 | 1
1909 | 1
1910 | 1
1911 | 1
1912 | 1
1913 | 1
1914 | 1
1915 | 1
1916 | 1
1917 | 1
1918 | 1
1919 | 1
1920 | 1
1921 | 1
1922 | 1
1923 | 1
1924 | 1
1925 | 1
1926 | 1
1927 | 1
1928 | 1
1929 | 1
1930 | 1
1931 | 1
1932 | 1
1933 | 1
1934 | 1
1935 | 1
1936 | 1
1937 | 1
1938 | 1
1939 | 1
1940 | 1
1941 | 1
1942 | 1
1943 | 1
1944 | 1
1945 | 1
1946 | 1
1947 | 1
1948 | 1
1949 | 1
1950 | 1
1951 | 1
1952 | 1
1953 | 1
1954 | 1
1955 | 1
1956 | 1
1957 | 1
1958 | 1
1959 | 1
1960 | 1
1961 | 1
1962 | 1
1963 | 1
1964 | 1
1965 | 1
1966 | 1
1967 | 1
1968 | 1
1969 | 1
1970 | 1
1971 | 1
1972 | 1
1973 | 1
1974 | 1
1975 | 1
1976 | 1
1977 | 1
1978 | 1
1979 | 1
1980 | 1
1981 | 1
1982 | 1
1983 | 1
1984 | 1
1985 | 1
1986 | 1
1987 | 1
1988 | 1
1989 | 1
1990 | 1
1991 | 1
1992 | 1
1993 | 1
1994 | 1
1995 | 1
1996 | 1
1997 | 1
1998 | 1
1999 | 1
2000 | 1
2001 | 1
2002 | 1
2003 | 1
2004 | 1
2005 | 1
2006 | 1
2007 | 1
2008 | 1
2009 | 1
2010 | 1
2011 | 1
2012 | 1
2013 | 1
2014 | 1
2015 | 1
2016 | 1
2017 | 1
2018 | 1
2019 | 1
2020 | 1
2021 | 1
2022 | 1
2023 | 1
2024 | 1
2025 | 1
2026 | 1
2027 | 1
2028 | 1
2029 | 1
2030 | 1
2031 | 1
2032 | 1
2033 | 1
2034 | 1
2035 | 1
2036 | 1
2037 | 1
2038 | 1
2039 | 1
2040 | 1
2041 | 1
2042 | 1
2043 | 1
2044 | 1
2045 | 1
2046 | 1
2047 | 1
2048 | 1
2049 | 1
2050 | 1
2051 | 1
2052 | 1
2053 | 1
2054 | 1
2055 | 1
2056 | 1
2057 | 1
2058 | 1
2059 | 1
2060 | 1
2061 | 1
2062 | 1
2063 | 1
2064 | 1
2065 | 1
2066 | 1
2067 | 1
2068 | 1
2069 | 1
2070 | 1
2071 | 1
2072 | 1
2073 | 1
2074 | 1
2075 | 1
2076 | 1
2077 | 1
2078 | 1
2079 | 1
2080 | 1
2081 | 1
2082 | 1
2083 | 1
2084 | 1
2085 | 1
2086 | 1
2087 | 1
2088 | 1
2089 | 1
2090 | 1
2091 | 1
2092 | 1
2093 | 1
2094 | 1
2095 | 1
2096 | 1
2097 | 1
2098 | 1
2099 | 1
2100 | 1
2101 | 1
2102 | 1
2103 | 1
2104 | 1
2105 | 1
2106 | 1
2107 | 1
2108 | 1
2109 | 1
2110 | 1
2111 | 1
2112 | 1
2113 | 1
2114 | 1
2115 | 1
2116 | 1
2117 | 1
2118 | 1
2119 | 1
2120 | 1
2121 | 1
2122 | 1
2123 | 1
2124 | 1
2125 | 1
2126 | 1
2127 | 1
2128 | 1
2129 | 1
2130 | 1
2131 | 1
2132 | 1
2133 | 1
2134 | 1
2135 | 1
2136 | 1
2137 | 1
2138 | 1
2139 | 1
2140 | 1
2141 | 1
2142 | 1
2143 | 1
2144 | 1
2145 | 1
2146 | 1
2147 | 1
2148 | 1
2149 | 1
2150 | 1
2151 | 1
2152 | 1
2153 | 1
2154 | 1
2155 | 1
2156 | 1
2157 | 1
2158 | 1
2159 | 1
2160 | 1
2161 | 1
2162 | 1
2163 | 1
2164 | 1
2165 | 1
2166 | 1
2167 | 1
2168 | 1
2169 | 1
2170 | 1
2171 | 1
2172 | 1
2173 | 1
2174 | 1
2175 | 1
2176 | 1
2177 | 1
2178 | 1
2179 | 1
2180 | 1
2181 | 1
2182 | 1
2183 | 1
2184 | 1
2185 | 1
2186 | 1
2187 | 1
2188 | 1
2189 | 1
2190 | 1
2191 | 1
2192 | 1
2193 | 1
2194 | 1
2195 | 1
2196 | 1
2197 | 1
2198 | 1
2199 | 1
2200 | 1
2201 | 1
2202 | 1
2203 | 1
2204 | 1
2205 | 1
2206 | 1
2207 | 1
2208 | 1
2209 | 1
2210 | 1
2211 | 1
2212 | 1
2213 | 1
2214 | 1
2215 | 1
2216 | 1
2217 | 1
2218 | 1
2219 | 1
2220 | 1
2221 | 1
2222 | 1
2223 | 1
2224 | 1
2225 | 1
2226 | 1
2227 | 1
2228 | 1
2229 | 1
2230 | 1
2231 | 1
2232 | 1
2233 | 1
2234 | 1
2235 | 1
2236 | 1
2237 | 1
2238 | 1
2239 | 1
2240 | 1
2241 | 1
2242 | 1
2243 | 1
2244 | 1
2245 | 1
2246 | 1
2247 | 1
2248 | 1
2249 | 1
2250 | 1
2251 | 1
2252 | 1
2253 | 1
2254 | 1
2255 | 1
2256 | 1
2257 | 1
2258 | 1
2259 | 1
2260 | 1
2261 | 1
2262 | 1
2263 | 1
2264 | 1
2265 | 1
2266 | 1
2267 | 1
2268 | 1
2269 | 1
2270 | 1
2271 | 1
2272 | 1
2273 | 1
2274 | 1
2275 | 1
2276 | 1
2277 | 1
2278 | 1
2279 | 1
2280 | 1
2281 | 1
2282 | 1
2283 | 1
2284 | 1
2285 | 1
2286 | 1
2287 | 1
2288 | 1
2289 | 1
2290 | 1
2291 | 1
2292 | 1
2293 | 1
2294 | 1
2295 | 1
2296 | 1
2297 | 1
2298 | 1
2299 | 1
2300 | 1
2301 | 1
2302 | 1
2303 | 1
2304 | 1
2305 | 1
2306 | 1
2307 | 1
2308 | 1
2309 | 1
2310 | 1
2311 | 1
2312 | 1
2313 | 1
2314 | 1
2315 | 1
2316 | 1
2317 | 1
2318 | 1
2319 | 1
2320 | 1
2321 | 1
2322 | 1
2323 | 1
2324 | 1
2325 | 1
2326 | 1
2327 | 1
2328 | 1
2329 | 1
2330 | 1
2331 | 1
2332 | 1
2333 | 1
2334 | 1
2335 | 1
2336 | 1
2337 | 1
2338 | 1
2339 | 1
2340 | 1
2341 | 1
2342 | 1
2343 | 1
2344 | 1
2345 | 1
2346 | 1
2347 | 1
2348 | 1
2349 | 1
2350 | 1
2351 | 1
2352 | 1
2353 | 1
2354 | 1
2355 | 1
2356 | 1
2357 | 1
2358 | 1
2359 | 1
2360 | 1
2361 | 1
2362 | 1
2363 | 1
2364 | 1
2365 | 1
2366 | 1
2367 | 1
2368 | 1
2369 | 1
2370 | 1
2371 | 1
2372 | 1
2373 | 1
2374 | 1
2375 | 1
2376 | 1
2377 | 1
2378 | 1
2379 | 1
2380 | 1
2381 | 1
2382 | 1
2383 | 1
2384 | 1
2385 | 1
2386 | 1
2387 | 1
2388 | 1
2389 | 1
2390 | 1
2391 | 1
2392 | 1
2393 | 1
2394 | 1
2395 | 1
2396 | 1
2397 | 1
2398 | 1
2399 | 1
2400 | 1
2401 | 1
2402 | 1
2403 | 1
2404 | 1
2405 | 1
2406 | 1
2407 | 1
2408 | 1
2409 | 1
2410 | 1
2411 | 1
2412 | 1
2413 | 1
2414 | 1
2415 | 1
2416 | 1
2417 | 1
2418 | 1
2419 | 1
2420 | 1
2421 | 1
2422 | 1
2423 | 1
2424 | 1
2425 | 1
2426 | 1
2427 | 1
2428 | 1
2429 | 1
2430 | 1
2431 | 1
2432 | 1
2433 | 1
2434 | 1
2435 | 1
2436 | 1
2437 | 1
2438 | 1
2439 | 1
2440 | 1
2441 | 1
2442 | 1
2443 | 1
2444 | 1
2445 | 1
2446 | 1
2447 | 1
2448 | 1
2449 | 1
2450 | 1
2451 | 1
2452 | 1
2453 | 1
2454 | 1
2455 | 1
2456 | 1
2457 | 1
2458 | 1
2459 | 1
2460 | 1
2461 | 1
2462 | 1
2463 | 1
2464 | 1
2465 | 1
2466 | 1
2467 | 1
2468 | 1
2469 | 1
2470 | 1
2471 | 1
2472 | 1
2473 | 1
2474 | 1
2475 | 1
2476 | 1
2477 | 1
2478 | 1
2479 | 1
2480 | 1
2481 | 1
2482 | 1
2483 | 1
2484 | 1
2485 | 1
2486 | 1
2487 | 1
2488 | 1
2489 | 1
2490 | 1
2491 | 1
2492 | 1
2493 | 1
2494 | 1
2495 | 1
2496 | 1
2497 | 1
2498 | 1
2499 | 1
2500 | 1
2501 | 1
2502 | 1
2503 | 1
2504 | 1
2505 | 1
2506 | 1
2507 | 1
2508 | 1
2509 | 1
2510 | 1
2511 | 1
2512 | 1
2513 | 1
2514 | 1
2515 | 1
2516 | 1
2517 | 1
2518 | 1
2519 | 1
2520 | 1
2521 | 1
2522 | 1
2523 | 1
2524 | 1
2525 | 1
2526 | 1
2527 | 1
2528 | 1
2529 | 1
2530 | 1
2531 | 1
2532 | 1
2533 | 1
2534 | 1
2535 | 1
2536 | 1
2537 | 1
2538 | 1
2539 | 1
2540 | 1
2541 | 1
2542 | 1
2543 | 1
2544 | 1
2545 | 1
2546 | 1
2547 | 1
2548 | 1
2549 | 1
2550 | 1
2551 | 1
2552 | 1
2553 | 1
2554 | 1
2555 | 1
2556 | 1
2557 | 1
2558 | 1
2559 | 1
2560 | 1
2561 | 1
2562 | 1
2563 | 1
2564 | 1
2565 | 1
2566 | 1
2567 | 1
2568 | 1
2569 | 1
2570 | 1
2571 | 1
2572 | 1
2573 | 1
2574 | 1
2575 | 1
2576 | 1
2577 | 1
2578 | 1
2579 | 1
2580 | 1
2581 | 1
2582 | 1
2583 | 1
2584 | 1
2585 | 1
2586 | 1
2587 | 1
2588 | 1
2589 | 1
2590 | 1
2591 | 1
2592 | 1
2593 | 1
2594 | 1
2595 | 1
2596 | 1
2597 | 1
2598 | 1
2599 | 1
2600 | 1
2601 | 1
2602 | 1
2603 | 1
2604 | 1
2605 | 1
2606 | 1
2607 | 1
2608 | 1
2609 | 1
2610 | 1
2611 | 1
2612 | 1
2613 | 1
2614 | 1
2615 | 1
2616 | 1
2617 | 1
2618 | 1
2619 | 1
2620 | 1
2621 | 1
2622 | 1
2623 | 1
2624 | 1
2625 | 1
2626 | 1
2627 | 1
2628 | 1
2629 | 1
2630 | 1
2631 | 1
2632 | 1
2633 | 1
2634 | 1
2635 | 1
2636 | 1
2637 | 1
2638 | 1
2639 | 1
2640 | 1
2641 | 1
2642 | 1
2643 | 1
2644 | 1
2645 | 1
2646 | 1
2647 | 1
2648 | 1
2649 | 1
2650 | 1
2651 | 1
2652 | 1
2653 | 1
2654 | 1
2655 | 1
2656 | 1
2657 | 1
2658 | 1
2659 | 1
2660 | 1
2661 | 1
2662 | 1
2663 | 1
2664 | 1
2665 | 1
2666 | 1
2667 | 1
2668 | 1
2669 | 1
2670 | 1
2671 | 1
2672 | 1
2673 | 1
2674 | 1
2675 | 1
2676 | 1
2677 | 1
2678 | 1
2679 | 1
2680 | 1
2681 | 1
2682 | 1
2683 | 1
2684 | 1
2685 | 1
2686 | 1
2687 | 1
2688 | 1
2689 | 1
2690 | 1
2691 | 1
2692 | 1
2693 | 1
2694 | 1
2695 | 1
2696 | 1
2697 | 1
2698 | 1
2699 | 1
2700 | 1
2701 | 1
2702 | 1
2703 | 1
2704 | 1
2705 | 1
2706 | 1
2707 | 1
2708 | 1
2709 | 1
2710 | 1
2711 | 1
2712 | 1
2713 | 1
2714 | 1
2715 | 1
2716 | 1
2717 | 1
2718 | 1
2719 | 1
2720 | 1
2721 | 1
2722 | 1
2723 | 1
2724 | 1
2725 | 1
2726 | 1
2727 | 1
2728 | 1
2729 | 1
2730 | 1
2731 | 1
2732 | 1
2733 | 1
2734 | 1
2735 | 1
2736 | 1
2737 | 1
2738 | 1
2739 | 1
2740 | 1
2741 | 1
2742 | 1
2743 | 1
2744 | 1
2745 | 1
2746 | 1
2747 | 1
2748 | 1
2749 | 1
2750 | 1
2751 | 1
2752 | 1
2753 | 1
2754 | 1
2755 | 1
2756 | 1
2757 | 1
2758 | 1
2759 | 1
2760 | 1
2761 | 1
2762 | 1
2763 | 1
2764 | 1
2765 | 1
2766 | 1
2767 | 1
2768 | 1
2769 | 1
2770 | 1
2771 | 1
2772 | 1
2773 | 1
2774 | 1
2775 | 1
2776 | 1
2777 | 1
2778 | 1
2779 | 1
2780 | 1
2781 | 1
2782 | 1
2783 | 1
2784 | 1
2785 | 1
2786 | 1
2787 | 1
2788 | 1
2789 | 1
2790 | 1
2791 | 1
2792 | 1
2793 | 1
2794 | 1
2795 | 1
2796 | 1
2797 | 1
2798 | 1
2799 | 1
2800 | 1
2801 | 1
2802 | 1
2803 | 1
2804 | 1
2805 | 1
2806 | 1
2807 | 1
2808 | 1
2809 | 1
2810 | 1
2811 | 1
2812 | 1
2813 | 1
2814 | 1
2815 | 1
2816 | 1
2817 | 1
2818 | 1
2819 | 1
2820 | 1
2821 | 1
2822 | 1
2823 | 1
2824 | 1
2825 | 1
2826 | 1
2827 | 1
2828 | 1
2829 | 1
2830 | 1
2831 | 1
2832 | 1
2833 | 1
2834 | 1
2835 | 1
2836 | 1
2837 | 1
2838 | 1
2839 | 1
2840 | 1
2841 | 1
2842 | 1
2843 | 1
2844 | 1
2845 | 1
2846 | 1
2847 | 1
2848 | 1
2849 | 1
2850 | 1
2851 | 1
2852 | 1
2853 | 1
2854 | 1
2855 | 1
2856 | 1
2857 | 1
2858 | 1
2859 | 1
2860 | 1
2861 | 1
2862 | 1
2863 | 1
2864 | 1
2865 | 1
2866 | 1
2867 | 1
2868 | 1
2869 | 1
2870 | 1
2871 | 1
2872 | 1
2873 | 1
2874 | 1
2875 | 1
2876 | 1
2877 | 1
2878 | 1
2879 | 1
2880 | 1
2881 | 1
2882 | 1
2883 | 1
2884 | 1
2885 | 1
2886 | 1
2887 | 1
2888 | 1
2889 | 1
2890 | 1
2891 | 1
2892 | 1
2893 | 1
2894 | 1
2895 | 1
2896 | 1
2897 | 1
2898 | 1
2899 | 1
2900 | 1
2901 | 1
2902 | 1
2903 | 1
2904 | 1
2905 | 1
2906 | 1
2907 | 1
2908 | 1
2909 | 1
2910 | 1
2911 | 1
2912 | 1
2913 | 1
2914 | 1
2915 | 1
2916 | 1
2917 | 1
2918 | 1
2919 | 1
2920 | 1
2921 | 1
2922 | 1
2923 | 1
2924 | 1
2925 | 1
2926 | 1
2927 | 1
2928 | 1
2929 | 1
2930 | 1
2931 | 1
2932 | 1
2933 | 1
2934 | 1
2935 | 1
2936 | 1
2937 | 1
2938 | 1
2939 | 1
2940 | 1
2941 | 1
2942 | 1
2943 | 1
2944 | 1
2945 | 1
2946 | 1
2947 | 1
2948 | 1
2949 | 1
2950 | 1
2951 | 1
2952 | 1
2953 | 1
2954 | 1
2955 | 1
2956 | 1
2957 | 1
2958 | 1
2959 | 1
2960 | 1
2961 | 1
2962 | 1
2963 | 1
2964 | 1
2965 | 1
2966 | 1
2967 | 1
2968 | 1
2969 | 1
2970 | 1
2971 | 1
2972 | 1
2973 | 1
2974 | 1
2975 | 1
2976 | 1
2977 | 1
2978 | 1
2979 | 1
2980 | 1
2981 | 1
2982 | 1
2983 | 1
2984 | 1
2985 | 1
2986 | 1
2987 | 1
2988 | 1
2989 | 1
2990 | 1
2991 | 1
2992 | 1
2993 | 1
2994 | 1
2995 | 1
2996 | 1
2997 | 1
2998 | 1
2999 | 1
3000 | 1
3001 | 1
3002 | 1
3003 | 1
3004 | 1
3005 | 1
3006 | 1
3007 | 1
3008 | 1
3009 | 1
3010 | 1
3011 | 1
3012 | 1
3013 | 1
3014 | 1
3015 | 1
3016 | 1
3017 | 1
3018 | 1
3019 | 1
3020 | 1
3021 | 1
3022 | 1
3023 | 1
3024 | 1
3025 | 1
3026 | 1
3027 | 1
3028 | 1
3029 | 1
3030 | 1
3031 | 1
3032 | 1
3033 | 1
3034 | 1
3035 | 1
3036 | 1
3037 | 1
3038 | 1
3039 | 1
3040 | 1
3041 | 1
3042 | 1
3043 | 1
3044 | 1
3045 | 1
3046 | 1
3047 | 1
3048 | 1
3049 | 1
3050 | 1
3051 | 1
3052 | 1
3053 | 1
3054 | 1
3055 | 1
3056 | 1
3057 | 1
3058 | 1
3059 | 1
3060 | 1
3061 | 1
3062 | 1
3063 | 1
3064 | 1
3065 | 1
3066 | 1
3067 | 1
3068 | 1
3069 | 1
3070 | 1
3071 | 1
3072 | 1
3073 | 1
3074 | 1
3075 | 1
3076 | 1
3077 | 1
3078 | 1
3079 | 1
3080 | 1
3081 | 1
3082 | 1
3083 | 1
3084 | 1
3085 | 1
3086 | 1
3087 | 1
3088 | 1
3089 | 1
3090 | 1
3091 | 1
3092 | 1
3093 | 1
3094 | 1
3095 | 1
3096 | 1
3097 | 1
3098 | 1
3099 | 1
3100 | 1
3101 | 1
3102 | 1
3103 | 1
3104 | 1
3105 | 1
3106 | 1
3107 | 1
3108 | 1
3109 | 1
3110 | 1
3111 | 1
3112 | 1
3113 | 1
3114 | 1
3115 | 1
3116 | 1
3117 | 1
3118 | 1
3119 | 1
3120 | 1
3121 | 1
3122 | 1
3123 | 1
3124 | 1
3125 | 1
3126 | 1
3127 | 1
3128 | 1
3129 | 1
3130 | 1
3131 | 1
3132 | 1
3133 | 1
3134 | 1
3135 | 1
3136 | 1
3137 | 1
3138 | 1
3139 | 1
3140 | 1
3141 | 1
3142 | 1
3143 | 1
3144 | 1
3145 | 1
3146 | 1
3147 | 1
3148 | 1
3149 | 1
3150 | 1
3151 | 1
3152 | 1
3153 | 1
3154 | 1
3155 | 1
3156 | 1
3157 | 1
3158 | 1
3159 | 1
3160 | 1
3161 | 1
3162 | 1
3163 | 1
3164 | 1
3165 | 1
3166 | 1
3167 | 1
3168 | 1
3169 | 1
3170 | 1
3171 | 1
3172 | 1
3173 | 1
3174 | 1
3175 | 1
3176 | 1
3177 | 1
3178 | 1
3179 | 1
3180 | 1
3181 | 1
3182 | 1
3183 | 1
3184 | 1
3185 | 1
3186 | 1
3187 | 1
3188 | 1
3189 | 1
3190 | 1
3191 | 1
3192 | 1
3193 | 1
3194 | 1
3195 | 1
3196 | 1
3197 | 1
3198 | 1
3199 | 1
3200 | 1
3201 | 1
3202 | 1
3203 | 1
3204 | 1
3205 | 1
3206 | 1
3207 | 1
3208 | 1
3209 | 1
3210 | 1
3211 | 1
3212 | 1
3213 | 1
3214 | 1
3215 | 1
3216 | 1
3217 | 1
3218 | 1
3219 | 1
3220 | 1
3221 | 1
3222 | 1
3223 | 1
3224 | 1
3225 | 1
3226 | 1
3227 | 1
3228 | 1
3229 | 1
3230 | 1
3231 | 1
3232 | 1
3233 | 1
3234 | 1
3235 | 1
3236 | 1
3237 | 1
3238 | 1
3239 | 1
3240 | 1
3241 | 1
3242 | 1
3243 | 1
3244 | 1
3245 | 1
3246 | 1
3247 | 1
3248 | 1
3249 | 1
3250 | 1
3251 | 1
3252 | 1
3253 | 1
3254 | 1
3255 | 1
3256 | 1
3257 | 1
3258 | 1
3259 | 1
3260 | 1
3261 | 1
3262 | 1
3263 | 1
3264 | 1
3265 | 1
3266 | 1
3267 | 1
3268 | 1
3269 | 1
3270 | 1
3271 | 1
3272 | 1
3273 | 1
3274 | 1
3275 | 1
3276 | 1
3277 | 1
3278 | 1
3279 | 1
3280 | 1
3281 | 1
3282 | 1
3283 | 1
3284 | 1
3285 | 1
3286 | 1
3287 | 1
3288 | 1
3289 | 1
3290 | 1
3291 | 1
3292 | 1
3293 | 1
3294 | 1
3295 | 1
3296 | 1
3297 | 1
3298 | 1
3299 | 1
3300 | 1
3301 | 1
3302 | 1
3303 | 1
3304 | 1
3305 | 1
3306 | 1
3307 | 1
3308 | 1
3309 | 1
3310 | 1
3311 | 1
3312 | 1
3313 | 1
3314 | 1
3315 | 1
3316 | 1
3317 | 1
3318 | 1
3319 | 1
3320 | 1
3321 | 1
3322 | 1
3323 | 1
3324 | 1
3325 | 1
3326 | 1
3327 | 1
3328 | 1
3329 | 1
3330 | 1
3331 | 1
3332 | 1
3333 | 1
3334 | 1
3335 | 1
3336 | 1
3337 | 1
3338 | 1
3339 | 1
3340 | 1
3341 | 1
3342 | 1
3343 | 1
3344 | 1
3345 | 1
3346 | 1
3347 | 1
3348 | 1
3349 | 1
3350 | 1
3351 | 1
3352 | 1
3353 | 1
3354 | 1
3355 | 1
3356 | 1
3357 | 1
3358 | 1
3359 | 1
3360 | 1
3361 | 1
3362 | 1
3363 | 1
3364 | 1
3365 | 1
3366 | 1
3367 | 1
3368 | 1
3369 | 1
3370 | 1
3371 | 1
3372 | 1
3373 | 1
3374 | 1
3375 | 1
3376 | 1
3377 | 1
3378 | 1
3379 | 1
3380 | 1
3381 | 1
3382 | 1
3383 | 1
3384 | 1
3385 | 1
3386 | 1
3387 | 1
3388 | 1
3389 | 1
3390 | 1
3391 | 1
3392 | 1
3393 | 1
3394 | 1
3395 | 1
3396 | 1
3397 | 1
3398 | 1
3399 | 1
3400 | 1
3401 | 1
3402 | 1
3403 | 1
3404 | 1
3405 | 1
3406 | 1
3407 | 1
3408 | 1
3409 | 1
3410 | 1
3411 | 1
3412 | 1
3413 | 1
3414 | 1
3415 | 1
3416 | 1
3417 | 1
3418 | 1
3419 | 1
3420 | 1
3421 | 1
3422 | 1
3423 | 1
3424 | 1
3425 | 1
3426 | 1
3427 | 1
3428 | 1
3429 | 1
3430 | 1
3431 | 1
3432 | 1
3433 | 1
3434 | 1
3435 | 1
3436 | 1
3437 | 1
3438 | 1
3439 | 1
3440 | 1
3441 | 1
3442 | 1
3443 | 1
3444 | 1
3445 | 1
3446 | 1
3447 | 1
3448 | 1
3449 | 1
3450 | 1
3451 | 1
3452 | 1
3453 | 1
3454 | 1
3455 | 1
3456 | 1
3457 | 1
3458 | 1
3459 | 1
3460 | 1
3461 | 1
3462 | 1
3463 | 1
3464 | 1
3465 | 1
3466 | 1
3467 | 1
3468 | 1
3469 | 1
3470 | 1
3471 | 1
3472 | 1
3473 | 1
3474 | 1
3475 | 1
3476 | 1
3477 | 1
3478 | 1
3479 | 1
3480 | 1
3481 | 1
3482 | 1
3483 | 1
3484 | 1
3485 | 1
3486 | 1
3487 | 1
3488 | 1
3489 | 1
3490 | 1
3491 | 1
3492 | 1
3493 | 1
3494 | 1
3495 | 1
3496 | 1
3497 | 1
3498 | 1
3499 | 1
3500 | 1
3501 | 1
3502 | 1
3503 | 1
3504 | 1
3505 | 1
3506 | 1
3507 | 1
3508 | 1
3509 | 1
3510 | 1
3511 | 1
3512 | 1
3513 | 1
3514 | 1
3515 | 1
3516 | 1
3517 | 1
3518 | 1
3519 | 1
3520 | 1
3521 | 1
3522 | 1
3523 | 1
3524 | 1
3525 | 1
3526 | 1
3527 | 1
3528 | 1
3529 | 1
3530 | 1
3531 | 1
3532 | 1
3533 | 1
3534 | 1
3535 | 1
3536 | 1
3537 | 1
3538 | 1
3539 | 1
3540 | 1
3541 | 1
3542 | 1
3543 | 1
3544 | 1
3545 | 1
3546 | 1
3547 | 1
3548 | 1
3549 | 1
3550 | 1
3551 | 1
3552 | 1
3553 | 1
3554 | 1
3555 | 1
3556 | 1
3557 | 1
3558 | 1
3559 | 1
3560 | 1
3561 | 1
3562 | 1
3563 | 1
3564 | 1
3565 | 1
3566 | 1
3567 | 1
3568 | 1
3569 | 1
3570 | 1
3571 | 1
3572 | 1
3573 | 1
3574 | 1
3575 | 1
3576 | 1
3577 | 1
3578 | 1
3579 | 1
3580 | 1
3581 | 1
3582 | 1
3583 | 1
3584 | 1
3585 | 1
3586 | 1
3587 | 1
3588 | 1
3589 | 1
3590 | 1
3591 | 1
3592 | 1
3593 | 1
3594 | 1
3595 | 1
3596 | 1
3597 | 1
3598 | 1
3599 | 1
3600 | 1
3601 | 1
3602 | 1
3603 | 1
3604 | 1
3605 | 1
3606 | 1
3607 | 1
3608 | 1
3609 | 1
3610 | 1
3611 | 1
3612 | 1
3613 | 1
3614 | 1
3615 | 1
3616 | 1
3617 | 1
3618 | 1
3619 | 1
3620 | 1
3621 | 1
3622 | 1
3623 | 1
3624 | 1
3625 | 1
3626 | 1
3627 | 1
3628 | 1
3629 | 1
3630 | 1
3631 | 1
3632 | 1
3633 | 1
3634 | 1
3635 | 1
3636 | 1
3637 | 1
3638 | 1
3639 | 1
3640 | 1
3641 | 1
3642 | 1
3643 | 1
3644 | 1
3645 | 1
3646 | 1
3647 | 1
3648 | 1
3649 | 1
3650 | 1
3651 | 1
3652 | 1
3653 | 1
3654 | 1
3655 | 1
3656 | 1
3657 | 1
3658 | 1
3659 | 1
3660 | 1
3661 | 1
3662 | 1
3663 | 1
3664 | 1
3665 | 1
3666 | 1
3667 | 1
3668 | 1
3669 | 1
3670 | 1
3671 | 1
3672 | 1
3673 | 1
3674 | 1
3675 | 1
3676 | 1
3677 | 1
3678 | 1
3679 | 1
3680 | 1
3681 | 1
3682 | 1
3683 | 1
3684 | 1
3685 | 1
3686 | 1
3687 | 1
3688 | 1
3689 | 1
3690 | 1
3691 | 1
3692 | 1
3693 | 1
3694 | 1
3695 | 1
3696 | 1
3697 | 1
3698 | 1
3699 | 1
3700 | 1
3701 | 1
3702 | 1
3703 | 1
3704 | 1
3705 | 1
3706 | 1
3707 | 1
3708 | 1
3709 | 1
3710 | 1
3711 | 1
3712 | 1
3713 | 1
3714 | 1
3715 | 1
3716 | 1
3717 | 1
3718 | 1
3719 | 1
3720 | 1
3721 | 1
3722 | 1
3723 | 1
3724 | 1
3725 | 1
3726 | 1
3727 | 1
3728 | 1
3729 | 1
3730 | 1
3731 | 1
3732 | 1
3733 | 1
3734 | 1
3735 | 1
3736 | 1
3737 | 1
3738 | 1
3739 | 1
3740 | 1
3741 | 1
3742 | 1
3743 | 1
3744 | 1
3745 | 1
3746 | 1
3747 | 1
3748 | 1
3749 | 1
3750 | 1
3751 | 1
3752 | 1
3753 | 1
3754 | 1
3755 | 1
3756 | 1
3757 | 1
3758 | 1
3759 | 1
3760 | 1
3761 | 1
3762 | 1
3763 | 1
3764 | 1
3765 | 1
3766 | 1
3767 | 1
3768 | 1
3769 | 1
3770 | 1
3771 | 1
3772 | 1
3773 | 1
3774 | 1
3775 | 1
3776 | 1
3777 | 1
3778 | 1
3779 | 1
3780 | 1
3781 | 1
3782 | 1
3783 | 1
3784 | 1
3785 | 1
3786 | 1
3787 | 1
3788 | 1
3789 | 1
3790 | 1
3791 | 1
3792 | 1
3793 | 1
3794 | 1
3795 | 1
3796 | 1
3797 | 1
3798 | 1
3799 | 1
3800 | 1
3801 | 1
3802 | 1
3803 | 1
3804 | 1
3805 | 1
3806 | 1
3807 | 1
3808 | 1
3809 | 1
3810 | 1
3811 | 1
3812 | 1
3813 | 1
3814 | 1
3815 | 1
3816 | 1
3817 | 1
3818 | 1
3819 | 1
3820 | 1
3821 | 1
3822 | 1
3823 | 1
3824 | 1
3825 | 1
3826 | 1
3827 | 1
3828 | 1
3829 | 1
3830 | 1
3831 | 1
3832 | 1
3833 | 1
3834 | 1
3835 | 1
3836 | 1
3837 | 1
3838 | 1
3839 | 1
3840 | 1
3841 | 1
3842 | 1
3843 | 1
3844 | 1
3845 | 1
3846 | 1
3847 | 1
3848 | 1
3849 | 1
3850 | 1
3851 | 1
3852 | 1
3853 | 1
3854 | 1
3855 | 1
3856 | 1
3857 | 1
3858 | 1
3859 | 1
3860 | 1
3861 | 1
3862 | 1
3863 | 1
3864 | 1
3865 | 1
3866 | 1
3867 | 1
3868 | 1
3869 | 1
3870 | 1
3871 | 1
3872 | 1
3873 | 1
3874 | 1
3875 | 1
3876 | 1
3877 | 1
3878 | 1
3879 | 1
3880 | 1
3881 | 1
3882 | 1
3883 | 1
3884 | 1
3885 | 1
3886 | 1
3887 | 1
3888 | 1
3889 | 1
3890 | 1
3891 | 1
3892 | 1
3893 | 1
3894 | 1
3895 | 1
3896 | 1
3897 | 1
3898 | 1
3899 | 1
3900 | 1
3901 | 1
3902 | 1
3903 | 1
3904 | 1
3905 | 1
3906 | 1
3907 | 1
3908 | 1
3909 | 1
3910 | 1
3911 | 1
3912 | 1
3913 | 1
3914 | 1
3915 | 1
3916 | 1
3917 | 1
3918 | 1
3919 | 1
3920 | 1
3921 | 1
3922 | 1
3923 | 1
3924 | 1
3925 | 1
3926 | 1
3927 | 1
3928 | 1
3929 | 1
3930 | 1
3931 | 1
3932 | 1
3933 | 1
3934 | 1
3935 | 1
3936 | 1
3937 | 1
3938 | 1
3939 | 1
3940 | 1
3941 | 1
3942 | 1
3943 | 1
3944 | 1
3945 | 1
3946 | 1
3947 | 1
3948 | 1
3949 | 1
3950 | 1
3951 | 1
3952 | 1
3953 | 1
3954 | 1
3955 | 1
3956 | 1
3957 | 1
3958 | 1
3959 | 1
3960 | 1
3961 | 1
3962 | 1
3963 | 1
3964 | 1
3965 | 1
3966 | 1
3967 | 1
3968 | 1
3969 | 1
3970 | 1
3971 | 1
3972 | 1
3973 | 1
3974 | 1
3975 | 1
3976 | 1
3977 | 1
3978 | 1
3979 | 1
3980 | 1
3981 | 1
3982 | 1
3983 | 1
3984 | 1
3985 | 1
3986 | 1
3987 | 1
3988 | 1
3989 | 1
3990 | 1
3991 | 1
3992 | 1
3993 | 1
3994 | 1
3995 | 1
3996 | 1
3997 | 1
3998 | 1
3999 | 1
4000 | 1
4001 | 1
4002 | 1
4003 | 1
4004 | 1
4005 | 1
4006 | 1
4007 | 1
4008 | 1
4009 | 1
4010 | 1
4011 | 1
4012 | 1
4013 | 1
4014 | 1
4015 | 1
4016 | 1
4017 | 1
4018 | 1
4019 | 1
4020 | 1
4021 | 1
4022 | 1
4023 | 1
4024 | 1
4025 | 1
4026 | 1
4027 | 1
4028 | 1
4029 | 1
4030 | 1
4031 | 1
4032 | 1
4033 | 1
4034 | 1
4035 | 1
4036 | 1
4037 | 1
4038 | 1
4039 | 1
4040 | 1
4041 | 1
4042 | 1
4043 | 1
4044 | 1
4045 | 1
4046 | 1
4047 | 1
4048 | 1
4049 | 1
4050 | 1
4051 | 1
4052 | 1
4053 | 1
4054 | 1
4055 | 1
4056 | 1
4057 | 1
4058 | 1
4059 | 1
4060 | 1
4061 | 1
4062 | 1
4063 | 1
4064 | 1
4065 | 1
4066 | 1
4067 | 1
4068 | 1
4069 | 1
4070 | 1
4071 | 1
4072 | 1
4073 | 1
4074 | 1
4075 | 1
4076 | 1
4077 | 1
4078 | 1
4079 | 1
4080 | 1
4081 | 1
4082 | 1
4083 | 1
4084 | 1
4085 | 1
4086 | 1
4087 | 1
4088 | 1
4089 | 1
4090 | 1
4091 | 1
4092 | 1
4093 | 1
4094 | 1
4095 | 1
4096 | 1
4097 | 1
4098 | 1
4099 | 1
4100 | 1
4101 | 1
4102 | 1
4103 | 1
4104 | 1
4105 | 1
4106 | 1
4107 | 1
4108 | 1
4109 | 1
4110 | 1
4111 | 1
4112 | 1
4113 | 1
4114 | 1
4115 | 1
4116 | 1
4117 | 1
4118 | 1
4119 | 1
4120 | 1
4121 | 1
4122 | 1
4123 | 1
4124 | 1
4125 | 1
4126 | 1
4127 | 1
4128 | 1
4129 | 1
4130 | 1
4131 | 1
4132 | 1
4133 | 1
4134 | 1
4135 | 1
4136 | 1
4137 | 1
4138 | 1
4139 | 1
4140 | 1
4141 | 1
4142 | 1
4143 | 1
4144 | 1
4145 | 1
4146 | 1
4147 | 1
4148 | 1
4149 | 1
4150 | 1
4151 | 1
4152 | 1
4153 | 1
4154 | 1
4155 | 1
4156 | 1
4157 | 1
4158 | 1
4159 | 1
4160 | 1
4161 | 1
4162 | 1
4163 | 1
4164 | 1
4165 | 1
4166 | 1
4167 | 1
4168 | 1
4169 | 1
4170 | 1
4171 | 1
4172 | 1
4173 | 1
4174 | 1
4175 | 1
4176 | 1
4177 | 1
4178 | 1
4179 | 1
4180 | 1
4181 | 1
4182 | 1
4183 | 1
4184 | 1
4185 | 1
4186 | 1
4187 | 1
4188 | 1
4189 | 1
4190 | 1
4191 | 1
4192 | 1
4193 | 1
4194 | 1
4195 | 1
4196 | 1
4197 | 1
4198 | 1
4199 | 1
4200 | 1
4201 | 1
4202 | 1
4203 | 1
4204 | 1
4205 | 1
4206 | 1
4207 | 1
4208 | 1
4209 | 1
4210 | 1
4211 | 1
4212 | 1
4213 | 1
4214 | 1
4215 | 1
4216 | 1
4217 | 1
4218 | 1
4219 | 1
4220 | 1
4221 | 1
4222 | 1
4223 | 1
4224 | 1
4225 | 1
4226 | 1
4227 | 1
4228 | 1
4229 | 1
4230 | 1
4231 | 1
4232 | 1
4233 | 1
4234 | 1
4235 | 1
4236 | 1
4237 | 1
4238 | 1
4239 | 1
4240 | 1
4241 | 1
4242 | 1
4243 | 1
4244 | 1
4245 | 1
4246 | 1
4247 | 1
4248 | 1
4249 | 1
4250 | 1
4251 | 1
4252 | 1
4253 | 1
4254 | 1
4255 | 1
4256 | 1
4257 | 1
4258 | 1
4259 | 1
4260 | 1
4261 | 1
4262 | 1
4263 | 1
4264 | 1
4265 | 1
4266 | 1
4267 | 1
4268 | 1
4269 | 1
4270 | 1
4271 | 1
4272 | 1
4273 | 1
4274 | 1
4275 | 1
4276 | 1
4277 | 1
4278 | 1
4279 | 1
4280 | 1
4281 | 1
4282 | 1
4283 | 1
4284 | 1
4285 | 1
4286 | 1
4287 | 1
4288 | 1
4289 | 1
4290 | 1
4291 | 1
4292 | 1
4293 | 1
4294 | 1
4295 | 1
4296 | 1
4297 | 1
4298 | 1
4299 | 1
4300 | 1
4301 | 1
4302 | 1
4303 | 1
4304 | 1
4305 | 1
4306 | 1
4307 | 1
4308 | 1
4309 | 1
4310 | 1
4311 | 1
4312 | 1
4313 | 1
4314 | 1
4315 | 1
4316 | 1
4317 | 1
4318 | 1
4319 | 1
4320 | 1
4321 | 1
4322 | 1
4323 | 1
4324 | 1
4325 | 1
4326 | 1
4327 | 1
4328 | 1
4329 | 1
4330 | 1
4331 | 1
4332 | 1
4333 | 1
4334 | 1
4335 | 1
4336 | 1
4337 | 1
4338 | 1
4339 | 1
4340 | 1
4341 | 1
4342 | 1
4343 | 1
4344 | 1
4345 | 1
4346 | 1
4347 | 1
4348 | 1
4349 | 1
4350 | 1
4351 | 1
4352 | 1
4353 | 1
4354 | 1
4355 | 1
4356 | 1
4357 | 1
4358 | 1
4359 | 1
4360 | 1
4361 | 1
4362 | 1
4363 | 1
4364 | 1
4365 | 1
4366 | 1
4367 | 1
4368 | 1
4369 | 1
4370 | 1
4371 | 1
4372 | 1
4373 | 1
4374 | 1
4375 | 1
4376 | 1
4377 | 1
4378 | 1
4379 | 1
4380 | 1
4381 | 1
4382 | 1
4383 | 1
4384 | 1
4385 | 1
4386 | 1
4387 | 1
4388 | 1
4389 | 1
4390 | 1
4391 | 1
4392 | 1
4393 | 1
4394 | 1
4395 | 1
4396 | 1
4397 | 1
4398 | 1
4399 | 1
4400 | 1
4401 | 1
4402 | 1
4403 | 1
4404 | 1
4405 | 1
4406 | 1
4407 | 1
4408 | 1
4409 | 1
4410 | 1
4411 | 1
4412 | 1
4413 | 1
4414 | 1
4415 | 1
4416 | 1
4417 | 1
4418 | 1
4419 | 1
4420 | 1
4421 | 1
4422 | 1
4423 | 1
4424 | 1
4425 | 1
4426 | 1
4427 | 1
4428 | 1
4429 | 1
4430 | 1
4431 | 1
4432 | 1
4433 | 1
4434 | 1
4435 | 1
4436 | 1
4437 | 1
4438 | 1
4439 | 1
4440 | 1
4441 | 1
4442 | 1
4443 | 1
4444 | 1
4445 | 1
4446 | 1
4447 | 1
4448 | 1
4449 | 1
4450 | 1
4451 | 1
4452 | 1
4453 | 1
4454 | 1
4455 | 1
4456 | 1
4457 | 1
4458 | 1
4459 | 1
4460 | 1
4461 | 1
4462 | 1
4463 | 1
4464 | 1
4465 | 1
4466 | 1
4467 | 1
4468 | 1
4469 | 1
4470 | 1
4471 | 1
4472 | 1
4473 | 1
4474 | 1
4475 | 1
4476 | 1
4477 | 1
4478 | 1
4479 | 1
4480 | 1
4481 | 1
4482 | 1
4483 | 1
4484 | 1
4485 | 1
4486 | 1
4487 | 1
4488 | 1
4489 | 1
4490 | 1
4491 | 1
4492 | 1
4493 | 1
4494 | 1
4495 | 1
4496 | 1
4497 | 1
4498 | 1
4499 | 1
4500 | 1
4501 | 1
4502 | 1
4503 | 1
4504 | 1
4505 | 1
4506 | 1
4507 | 1
4508 | 1
4509 | 1
4510 | 1
4511 | 1
4512 | 1
4513 | 1
4514 | 1
4515 | 1
4516 | 1
4517 | 1
4518 | 1
4519 | 1
4520 | 1
4521 | 1
4522 | 1
4523 | 1
4524 | 1
4525 | 1
4526 | 1
4527 | 1
4528 | 1
4529 | 1
4530 | 1
4531 | 1
4532 | 1
4533 | 1
4534 | 1
4535 | 1
4536 | 1
4537 | 1
4538 | 1
4539 | 1
4540 | 1
4541 | 1
4542 | 1
4543 | 1
4544 | 1
4545 | 1
4546 | 1
4547 | 1
4548 | 1
4549 | 1
4550 | 1
4551 | 1
4552 | 1
4553 | 1
4554 | 1
4555 | 1
4556 | 1
4557 | 1
4558 | 1
4559 | 1
4560 | 1
4561 | 1
4562 | 1
4563 | 1
4564 | 1
4565 | 1
4566 | 1
4567 | 1
4568 | 1
4569 | 1
4570 | 1
4571 | 1
4572 | 1
4573 | 1
4574 | 1
4575 | 1
4576 | 1
4577 | 1
4578 | 1
4579 | 1
4580 | 1
4581 | 1
4582 | 1
4583 | 1
4584 | 1
4585 | 1
4586 | 1
4587 | 1
4588 | 1
4589 | 1
4590 | 1
4591 | 1
4592 | 1
4593 | 1
4594 | 1
4595 | 1
4596 | 1
4597 | 1
4598 | 1
4599 | 1
4600 | 1
4601 | 1
4602 | 1
4603 | 1
4604 | 1
4605 | 1
4606 | 1
4607 | 1
4608 | 1
4609 | 1
4610 | 1
4611 | 1
4612 | 1
4613 | 1
4614 | 1
4615 | 1
4616 | 1
4617 | 1
4618 | 1
4619 | 1
4620 | 1
4621 | 1
4622 | 1
4623 | 1
4624 | 1
4625 | 1
4626 | 1
4627 | 1
4628 | 1
4629 | 1
4630 | 1
4631 | 1
4632 | 1
4633 | 1
4634 | 1
4635 | 1
4636 | 1
4637 | 1
4638 | 1
4639 | 1
4640 | 1
4641 | 1
4642 | 1
4643 | 1
4644 | 1
4645 | 1
4646 | 1
4647 | 1
4648 | 1
4649 | 1
4650 | 1
4651 | 1
4652 | 1
4653 | 1
4654 | 1
4655 | 1
4656 | 1
4657 | 1
4658 | 1
4659 | 1
4660 | 1
4661 | 1
4662 | 1
4663 | 1
4664 | 1
4665 | 1
4666 | 1
4667 | 1
4668 | 1
4669 | 1
4670 | 1
4671 | 1
4672 | 1
4673 | 1
4674 | 1
4675 | 1
4676 | 1
4677 | 1
4678 | 1
4679 | 1
4680 | 1
4681 | 1
4682 | 1
4683 | 1
4684 | 1
4685 | 1
4686 | 1
4687 | 1
4688 | 1
4689 | 1
4690 | 1
4691 | 1
4692 | 1
4693 | 1
4694 | 1
4695 | 1
4696 | 1
4697 | 1
4698 | 1
4699 | 1
4700 | 1
4701 | 1
4702 | 1
4703 | 1
4704 | 1
4705 | 1
4706 | 1
4707 | 1
4708 | 1
4709 | 1
4710 | 1
4711 | 1
4712 | 1
4713 | 1
4714 | 1
4715 | 1
4716 | 1
4717 | 1
4718 | 1
4719 | 1
4720 | 1
4721 | 1
4722 | 1
4723 | 1
4724 | 1
4725 | 1
4726 | 1
4727 | 1
4728 | 1
4729 | 1
4730 | 1
4731 | 1
4732 | 1
4733 | 1
4734 | 1
4735 | 1
4736 | 1
4737 | 1
4738 | 1
4739 | 1
4740 | 1
4741 | 1
4742 | 1
4743 | 1
4744 | 1
4745 | 1
4746 | 1
4747 | 1
4748 | 1
4749 | 1
4750 | 1
4751 | 1
4752 | 1
4753 | 1
4754 | 1
4755 | 1
4756 | 1
4757 | 1
4758 | 1
4759 | 1
4760 | 1
4761 | 1
4762 | 1
4763 | 1
4764 | 1
4765 | 1
4766 | 1
4767 | 1
4768 | 1
4769 | 1
4770 | 1
4771 | 1
4772 | 1
4773 | 1
4774 | 1
4775 | 1
4776 | 1
4777 | 1
4778 | 1
4779 | 1
4780 | 1
4781 | 1
4782 | 1
4783 | 1
4784 | 1
4785 | 1
4786 | 1
4787 | 1
4788 | 1
4789 | 1
4790 | 1
4791 | 1
4792 | 1
4793 | 1
4794 | 1
4795 | 1
4796 | 1
4797 | 1
4798 | 1
4799 | 1
4800 | 1
4801 | 1
4802 | 1
4803 | 1
4804 | 1
4805 | 1
4806 | 1
4807 | 1
4808 | 1
4809 | 1
4810 | 1
4811 | 1
4812 | 1
4813 | 1
4814 | 1
4815 | 1
4816 | 1
4817 | 1
4818 | 1
4819 | 1
4820 | 1
4821 | 1
4822 | 1
4823 | 1
4824 | 1
4825 | 1
4826 | 1
4827 | 1
4828 | 1
4829 | 1
4830 | 1
4831 | 1
4832 | 1
4833 | 1
4834 | 1
4835 | 1
4836 | 1
4837 | 1
4838 | 1
4839 | 1
4840 | 1
4841 | 1
4842 | 1
4843 | 1
4844 | 1
4845 | 1
4846 | 1
4847 | 1
4848 | 1
4849 | 1
4850 | 1
4851 | 1
4852 | 1
4853 | 1
4854 | 1
4855 | 1
4856 | 1
4857 | 1
4858 | 1
4859 | 1
4860 | 1
4861 | 1
4862 | 1
4863 | 1
4864 | 1
4865 | 1
4866 | 1
4867 | 1
4868 | 1
4869 | 1
4870 | 1
4871 | 1
4872 | 1
4873 | 1
4874 | 1
4875 | 1
4876 | 1
4877 | 1
4878 | 1
4879 | 1
4880 | 1
4881 | 1
4882 | 1
4883 | 1
4884 | 1
4885 | 1
4886 | 1
4887 | 1
4888 | 1
4889 | 1
4890 | 1
4891 | 1
4892 | 1
4893 | 1
4894 | 1
4895 | 1
4896 | 1
4897 | 1
4898 | 1
4899 | 1
4900 | 1
4901 | 1
4902 | 1
4903 | 1
4904 | 1
4905 | 1
4906 | 1
4907 | 1
4908 | 1
4909 | 1
4910 | 1
4911 | 1
4912 | 1
4913 | 1
4914 | 1
4915 | 1
4916 | 1
4917 | 1
4918 | 1
4919 | 1
4920 | 1
4921 | 1
4922 | 1
4923 | 1
4924 | 1
4925 | 1
4926 | 1
4927 | 1
4928 | 1
4929 | 1
4930 | 1
4931 | 1
4932 | 1
4933 | 1
4934 | 1
4935 | 1
4936 | 1
4937 | 1
4938 | 1
4939 | 1
4940 | 1
4941 | 1
4942 | 1
4943 | 1
4944 | 1
4945 | 1
4946 | 1
4947 | 1
4948 | 1
4949 | 1
4950 | 1
4951 | 1
4952 | 1
4953 | 1
4954 | 1
4955 | 1
4956 | 1
4957 | 1
4958 | 1
4959 | 1
4960 | 1
4961 | 1
4962 | 1
4963 | 1
4964 | 1
4965 | 1
4966 | 1
4967 | 1
4968 | 1
4969 | 1
4970 | 1
4971 | 1
4972 | 1
4973 | 1
4974 | 1
4975 | 1
4976 | 1
4977 | 1
4978 | 1
4979 | 1
4980 | 1
4981 | 1
4982 | 1
4983 | 1
4984 | 1
4985 | 1
4986 | 1
4987 | 1
4988 | 1
4989 | 1
4990 | 1
4991 | 1
4992 | 1
4993 | 1
4994 | 1
4995 | 1
4996 | 1
4997 | 1
4998 | 1
4999 | 1
5000 | 1
5001 | 1
5002 | 1
5003 | 1
5004 | 1
5005 | 1
5006 | 1
5007 | 1
5008 | 1
5009 | 1
5010 | 1
5011 | 1
5012 | 1
5013 | 1
5014 | 1
5015 | 1
5016 | 1
5017 | 1
5018 | 1
5019 | 1
5020 | 1
5021 | 1
5022 | 1
5023 | 1
5024 | 1
5025 | 1
5026 | 1
5027 | 1
5028 | 1
5029 | 1
5030 | 1
5031 | 1
5032 | 1
5033 | 1
5034 | 1
5035 | 1
5036 | 1
5037 | 1
5038 | 1
5039 | 1
5040 | 1
5041 | 1
5042 | 1
5043 | 1
5044 | 1
5045 | 1
5046 | 1
5047 | 1
5048 | 1
5049 | 1
5050 | 1
5051 | 1
5052 | 1
5053 | 1
5054 | 1
5055 | 1
5056 | 1
5057 | 1
5058 | 1
5059 | 1
5060 | 1
5061 | 1
5062 | 1
5063 | 1
5064 | 1
5065 | 1
5066 | 1
5067 | 1
5068 | 1
5069 | 1
5070 | 1
5071 | 1
5072 | 1
5073 | 1
5074 | 1
5075 | 1
5076 | 1
5077 | 1
5078 | 1
5079 | 1
5080 | 1
5081 | 1
5082 | 1
5083 | 1
5084 | 1
5085 | 1
5086 | 1
5087 | 1
5088 | 1
5089 | 1
5090 | 1
5091 | 1
5092 | 1
5093 | 1
5094 | 1
5095 | 1
5096 | 1
5097 | 1
5098 | 1
5099 | 1
5100 | 1
5101 | 1
5102 | 1
5103 | 1
5104 | 1
5105 | 1
5106 | 1
5107 | 1
5108 | 1
5109 | 1
5110 | 1
5111 | 1
5112 | 1
5113 | 1
5114 | 1
5115 | 1
5116 | 1
5117 | 1
5118 | 1
5119 | 1
5120 | 1
5121 | 1
5122 | 1
5123 | 1
5124 | 1
5125 | 1
5126 | 1
5127 | 1
5128 | 1
5129 | 1
5130 | 1
5131 | 1
5132 | 1
5133 | 1
5134 | 1
5135 | 1
5136 | 1
5137 | 1
5138 | 1
5139 | 1
5140 | 1
5141 | 1
5142 | 1
5143 | 1
5144 | 1
5145 | 1
5146 | 1
5147 | 1
5148 | 1
5149 | 1
5150 | 1
5151 | 1
5152 | 1
5153 | 1
5154 | 1
5155 | 1
5156 | 1
5157 | 1
5158 | 1
5159 | 1
5160 | 1
5161 | 1
5162 | 1
5163 | 1
5164 | 1
5165 | 1
5166 | 1
5167 | 1
5168 | 1
5169 | 1
5170 | 1
5171 | 1
5172 | 1
5173 | 1
5174 | 1
5175 | 1
5176 | 1
5177 | 1
5178 | 1
5179 | 1
5180 | 1
5181 | 1
5182 | 1
5183 | 1
5184 | 1
5185 | 1
5186 | 1
5187 | 1
5188 | 1
5189 | 1
5190 | 1
5191 | 1
5192 | 1
5193 | 1
5194 | 1
5195 | 1
5196 | 1
5197 | 1
5198 | 1
5199 | 1
5200 | 1
5201 | 1
5202 | 1
5203 | 1
5204 | 1
5205 | 1
5206 | 1
5207 | 1
5208 | 1
5209 | 1
5210 | 1
5211 | 1
5212 | 1
5213 | 1
5214 | 1
5215 | 1
5216 | 1
5217 | 1
5218 | 1
5219 | 1
5220 | 1
5221 | 1
5222 | 1
5223 | 1
5224 | 1
5225 | 1
5226 | 1
5227 | 1
5228 | 1
5229 | 1
5230 | 1
5231 | 1
5232 | 1
5233 | 1
5234 | 1
5235 | 1
5236 | 1
5237 | 1
5238 | 1
5239 | 1
5240 | 1
5241 | 1
5242 | 1
5243 | 1
5244 | 1
5245 | 1
5246 | 1
5247 | 1
5248 | 1
5249 | 1
5250 | 1
5251 | 1
5252 | 1
5253 | 1
5254 | 1
5255 | 1
5256 | 1
5257 | 1
5258 | 1
5259 | 1
5260 | 1
5261 | 1
5262 | 1
5263 | 1
5264 | 1
5265 | 1
5266 | 1
5267 | 1
5268 | 1
5269 | 1
5270 | 1
5271 | 1
5272 | 1
5273 | 1
5274 | 1
5275 | 1
5276 | 1
5277 | 1
5278 | 1
5279 | 1
5280 | 1
5281 | 1
5282 | 1
5283 | 1
5284 | 1
5285 | 1
5286 | 1
5287 | 1
5288 | 1
5289 | 1
5290 | 1
5291 | 1
5292 | 1
5293 | 1
5294 | 1
5295 | 1
5296 | 1
5297 | 1
5298 | 1
5299 | 1
5300 | 1
5301 | 1
5302 | 1
5303 | 1
5304 | 1
5305 | 1
5306 | 1
5307 | 1
5308 | 1
5309 | 1
5310 | 1
5311 | 1
5312 | 1
5313 | 1
5314 | 1
5315 | 1
5316 | 1
5317 | 1
5318 | 1
5319 | 1
5320 | 1
5321 | 1
5322 | 1
5323 | 1
5324 | 1
5325 | 1
5326 | 1
5327 | 1
5328 | 1
5329 | 1
5330 | 1
5331 | 1
5332 | 1
5333 | 1
5334 | 1
5335 | 1
5336 | 1
5337 | 1
5338 | 1
5339 | 1
5340 | 1
5341 | 1
5342 | 1
5343 | 1
5344 | 1
5345 | 1
5346 | 1
5347 | 1
5348 | 1
5349 | 1
5350 | 1
5351 | 1
5352 | 1
5353 | 1
5354 | 1
5355 | 1
5356 | 1
5357 | 1
5358 | 1
5359 | 1
5360 | 1
5361 | 1
5362 | 1
5363 | 1
5364 | 1
5365 | 1
5366 | 1
5367 | 1
5368 | 1
5369 | 1
5370 | 1
5371 | 1
5372 | 1
5373 | 1
5374 | 1
5375 | 1
5376 | 1
5377 | 1
5378 | 1
5379 | 1
5380 | 1
5381 | 1
5382 | 1
5383 | 1
5384 | 1
5385 | 1
5386 | 1
5387 | 1
5388 | 1
5389 | 1
5390 | 1
5391 | 1
5392 | 1
5393 | 1
5394 | 1
5395 | 1
5396 | 1
5397 | 1
5398 | 1
5399 | 1
5400 | 1
5401 | 1
5402 | 1
5403 | 1
5404 | 1
5405 | 1
5406 | 1
5407 | 1
5408 | 1
5409 | 1
5410 | 1
5411 | 1
5412 | 1
5413 | 1
5414 | 1
5415 | 1
5416 | 1
5417 | 1
5418 | 1
5419 | 1
5420 | 1
5421 | 1
5422 | 1
5423 | 1
5424 | 1
5425 | 1
5426 | 1
5427 | 1
5428 | 1
5429 | 1
5430 | 1
5431 | 1
5432 | 1
5433 | 1
5434 | 1
5435 | 1
5436 | 1
5437 | 1
5438 | 1
5439 | 1
5440 | 1
5441 | 1
5442 | 1
5443 | 1
5444 | 1
5445 | 1
5446 | 1
5447 | 1
5448 | 1
5449 | 1
5450 | 1
5451 | 1
5452 | 1
5453 | 1
5454 | 1
5455 | 1
5456 | 1
5457 | 1
5458 | 1
5459 | 1
5460 | 1
5461 | 1
5462 | 1
5463 | 1
5464 | 1
5465 | 1
5466 | 1
5467 | 1
5468 | 1
5469 | 1
5470 | 1
5471 | 1
5472 | 1
5473 | 1
5474 | 1
5475 | 1
5476 | 1
5477 | 1
5478 | 1
5479 | 1
5480 | 1
5481 | 1
5482 | 1
5483 | 1
5484 | 1
5485 | 1
5486 | 1
5487 | 1
5488 | 1
5489 | 1
5490 | 1
5491 | 1
5492 | 1
5493 | 1
5494 | 1
5495 | 1
5496 | 1
5497 | 1
5498 | 1
5499 | 1
5500 | 1
5501 | 1
5502 | 1
5503 | 1
5504 | 1
5505 | 1
5506 | 1
5507 | 1
5508 | 1
5509 | 1
5510 | 1
5511 | 1
5512 | 1
5513 | 1
5514 | 1
5515 | 1
5516 | 1
5517 | 1
5518 | 1
5519 | 1
5520 | 1
5521 | 1
5522 | 1
5523 | 1
5524 | 1
5525 | 1
5526 | 1
5527 | 1
5528 | 1
5529 | 1
5530 | 1
5531 | 1
5532 | 1
5533 | 1
5534 | 1
5535 | 1
5536 | 1
5537 | 1
5538 | 1
5539 | 1
5540 | 1
5541 | 1
5542 | 1
5543 | 1
5544 | 1
5545 | 1
5546 | 1
5547 | 1
5548 | 1
5549 | 1
5550 | 1
5551 | 1
5552 | 1
5553 | 1
5554 | 1
5555 | 1
5556 | 1
5557 | 1
5558 | 1
5559 | 1
5560 | 1
5561 | 1
5562 | 1
5563 | 1
5564 | 1
5565 | 1
5566 | 1
5567 | 1
5568 | 1
5569 | 1
5570 | 1
5571 | 1
5572 | 1
5573 | 1
5574 | 1
5575 | 1
5576 | 1
5577 | 1
5578 | 1
5579 | 1
5580 | 1
5581 | 1
5582 | 1
5583 | 1
5584 | 1
5585 | 1
5586 | 1
5587 | 1
5588 | 1
5589 | 1
5590 | 1
5591 | 1
5592 | 1
5593 | 1
5594 | 1
5595 | 1
5596 | 1
5597 | 1
5598 | 1
5599 | 1
5600 | 1
5601 | 1
5602 | 1
5603 | 1
5604 | 1
5605 | 1
5606 | 1
5607 | 1
5608 | 1
5609 | 1
5610 | 1
5611 | 1
5612 | 1
5613 | 1
5614 | 1
5615 | 1
5616 | 1
5617 | 1
5618 | 1
5619 | 1
5620 | 1
5621 | 1
5622 | 1
5623 | 1
5624 | 1
5625 | 1
5626 | 1
5627 | 1
5628 | 1
5629 | 1
5630 | 1
5631 | 1
5632 | 1
5633 | 1
5634 | 1
5635 | 1
5636 | 1
5637 | 1
5638 | 1
5639 | 1
5640 | 1
5641 | 1
5642 | 1
5643 | 1
5644 | 1
5645 | 1
5646 | 1
5647 | 1
5648 | 1
5649 | 1
5650 | 1
5651 | 1
5652 | 1
5653 | 1
5654 | 1
5655 | 1
5656 | 1
5657 | 1
5658 | 1
5659 | 1
5660 | 1
5661 | 1
5662 | 1
5663 | 1
5664 | 1
5665 | 1
5666 | 1
5667 | 1
5668 | 1
5669 | 1
5670 | 1
5671 | 1
5672 | 1
5673 | 1
5674 | 1
5675 | 1
5676 | 1
5677 | 1
5678 | 1
5679 | 1
5680 | 1
5681 | 1
5682 | 1
5683 | 1
5684 | 1
5685 | 1
5686 | 1
5687 | 1
5688 | 1
5689 | 1
5690 | 1
5691 | 1
5692 | 1
5693 | 1
5694 | 1
5695 | 1
5696 | 1
5697 | 1
5698 | 1
5699 | 1
5700 | 1
5701 | 1
5702 | 1
5703 | 1
5704 | 1
5705 | 1
5706 | 1
5707 | 1
5708 | 1
5709 | 1
5710 | 1
5711 | 1
5712 | 1
5713 | 1
5714 | 1
5715 | 1
5716 | 1
5717 | 1
5718 | 1
5719 | 1
5720 | 1
5721 | 1
5722 | 1
5723 | 1
5724 | 1
5725 | 1
5726 | 1
5727 | 1
5728 | 1
5729 | 1
5730 | 1
5731 | 1
5732 | 1
5733 | 1
5734 | 1
5735 | 1
5736 | 1
5737 | 1
5738 | 1
5739 | 1
5740 | 1
5741 | 1
5742 | 1
5743 | 1
5744 | 1
5745 | 1
5746 | 1
5747 | 1
5748 | 1
5749 | 1
5750 | 1
5751 | 1
5752 | 1
5753 | 1
5754 | 1
5755 | 1
5756 | 1
5757 | 1
5758 | 1
5759 | 1
5760 | 1
5761 | 1
5762 | 1
5763 | 1
5764 | 1
5765 | 1
5766 | 1
5767 | 1
5768 | 1
5769 | 1
5770 | 1
5771 | 1
5772 | 1
5773 | 1
5774 | 1
5775 | 1
5776 | 1
5777 | 1
5778 | 1
5779 | 1
5780 | 1
5781 | 1
5782 | 1
5783 | 1
5784 | 1
5785 | 1
5786 | 1
5787 | 1
5788 | 1
5789 | 1
5790 | 1
5791 | 1
5792 | 1
5793 | 1
5794 | 1
5795 | 1
5796 | 1
5797 | 1
5798 | 1
5799 | 1
5800 | 1
5801 | 1
5802 | 1
5803 | 1
5804 | 1
5805 | 1
5806 | 1
5807 | 1
5808 | 1
5809 | 1
5810 | 1
5811 | 1
5812 | 1
5813 | 1
5814 | 1
5815 | 1
5816 | 1
5817 | 1
5818 | 1
5819 | 1
5820 | 1
5821 | 1
5822 | 1
5823 | 1
5824 | 1
5825 | 1
5826 | 1
5827 | 1
5828 | 1
5829 | 1
5830 | 1
5831 | 1
5832 | 1
5833 | 1
5834 | 1
5835 | 1
5836 | 1
5837 | 1
5838 | 1
5839 | 1
5840 | 1
5841 | 1
5842 | 1
5843 | 1
5844 | 1
5845 | 1
5846 | 1
5847 | 1
5848 | 1
5849 | 1
5850 | 1
5851 | 1
5852 | 1
5853 | 1
5854 | 1
5855 | 1
5856 | 1
5857 | 1
5858 | 1
5859 | 1
5860 | 1
5861 | 1
5862 | 1
5863 | 1
5864 | 1
5865 | 1
5866 | 1
5867 | 1
5868 | 1
5869 | 1
5870 | 1
5871 | 1
5872 | 1
5873 | 1
5874 | 1
5875 | 1
5876 | 1
5877 | 1
5878 | 1
5879 | 1
5880 | 1
5881 | 1
5882 | 1
5883 | 1
5884 | 1
5885 | 1
5886 | 1
5887 | 1
5888 | 1
5889 | 1
5890 | 1
5891 | 1
5892 | 1
5893 | 1
5894 | 1
5895 | 1
5896 | 1
5897 | 1
5898 | 1
5899 | 1
5900 | 1
5901 | 1
5902 | 1
5903 | 1
5904 | 1
5905 | 1
5906 | 1
5907 | 1
5908 | 1
5909 | 1
5910 | 1
5911 | 1
5912 | 1
5913 | 1
5914 | 1
5915 | 1
5916 | 1
5917 | 1
5918 | 1
5919 | 1
5920 | 1
5921 | 1
5922 | 1
5923 | 1
5924 | 1
5925 | 1
5926 | 1
5927 | 1
5928 | 1
5929 | 1
5930 | 1
5931 | 1
5932 | 1
5933 | 1
5934 | 1
5935 | 1
5936 | 1
5937 | 1
5938 | 1
5939 | 1
5940 | 1
5941 | 1
5942 | 1
5943 | 1
5944 | 1
5945 | 1
5946 | 1
5947 | 1
5948 | 1
5949 | 1
5950 | 1
5951 | 1
5952 | 1
5953 | 1
5954 | 1
5955 | 1
5956 | 1
5957 | 1
5958 | 1
5959 | 1
5960 | 1
5961 | 1
5962 | 1
5963 | 1
5964 | 1
5965 | 1
5966 | 1
5967 | 1
5968 | 1
5969 | 1
5970 | 1
5971 | 1
5972 | 1
5973 | 1
5974 | 1
5975 | 1
5976 | 1
5977 | 1
5978 | 1
5979 | 1
5980 | 1
5981 | 1
5982 | 1
5983 | 1
5984 | 1
5985 | 1
5986 | 1
5987 | 1
5988 | 1
5989 | 1
5990 | 1
5991 | 1
5992 | 1
5993 | 1
5994 | 1
5995 | 1
5996 | 1
5997 | 1
5998 | 1
5999 | 1
6000 | 1
6001 | 1
6002 | 1
6003 | 1
6004 | 1
6005 | 1
6006 | 1
6007 | 1
6008 | 1
6009 | 1
6010 | 1
6011 | 1
6012 | 1
6013 | 1
6014 | 1
6015 | 1
6016 | 1
6017 | 1
6018 | 1
6019 | 1
6020 | 1
6021 | 1
6022 | 1
6023 | 1
6024 | 1
6025 | 1
6026 | 1
6027 | 1
6028 | 1
6029 | 1
6030 | 1
6031 | 1
6032 | 1
6033 | 1
6034 | 1
6035 | 1
6036 | 1
6037 | 1
6038 | 1
6039 | 1
6040 | 1
6041 | 1
6042 | 1
6043 | 1
6044 | 1
6045 | 1
6046 | 1
6047 | 1
6048 | 1
6049 | 1
6050 | 1
6051 | 1
6052 | 1
6053 | 1
6054 | 1
6055 | 1
6056 | 1
6057 | 1
6058 | 1
6059 | 1
6060 | 1
6061 | 1
6062 | 1
6063 | 1
6064 | 1
6065 | 1
6066 | 1
6067 | 1
6068 | 1
6069 | 1
6070 | 1
6071 | 1
6072 | 1
6073 | 1
6074 | 1
6075 | 1
6076 | 1
6077 | 1
6078 | 1
6079 | 1
6080 | 1
6081 | 1
6082 | 1
6083 | 1
6084 | 1
6085 | 1
6086 | 1
6087 | 1
6088 | 1
6089 | 1
6090 | 1
6091 | 1
6092 | 1
6093 | 1
6094 | 1
6095 | 1
6096 | 1
6097 | 1
6098 | 1
6099 | 1
6100 | 1
6101 | 1
6102 | 1
6103 | 1
6104 | 1
6105 | 1
6106 | 1
6107 | 1
6108 | 1
6109 | 1
6110 | 1
6111 | 1
6112 | 1
6113 | 1
6114 | 1
6115 | 1
6116 | 1
6117 | 1
6118 | 1
6119 | 1
6120 | 1
6121 | 1
6122 | 1
6123 | 1
6124 | 1
6125 | 1
6126 | 1
6127 | 1
6128 | 1
6129 | 1
6130 | 1
6131 | 1
6132 | 1
6133 | 1
6134 | 1
6135 | 1
6136 | 1
6137 | 1
6138 | 1
6139 | 1
6140 | 1
6141 | 1
6142 | 1
6143 | 1
6144 | 1
6145 | 1
6146 | 1
6147 | 1
6148 | 1
6149 | 1
6150 | 1
6151 | 1
6152 | 1
6153 | 1
6154 | 1
6155 | 1
6156 | 1
6157 | 1
6158 | 1
6159 | 1
6160 | 1
6161 | 1
6162 | 1
6163 | 1
6164 | 1
6165 | 1
6166 | 1
6167 | 1
6168 | 1
6169 | 1
6170 | 1
6171 | 1
6172 | 1
6173 | 1
6174 | 1
6175 | 1
6176 | 1
6177 | 1
6178 | 1
6179 | 1
6180 | 1
6181 | 1
6182 | 1
6183 | 1
6184 | 1
6185 | 1
6186 | 1
6187 | 1
6188 | 1
6189 | 1
6190 | 1
6191 | 1
6192 | 1
6193 | 1
6194 | 1
6195 | 1
6196 | 1
6197 | 1
6198 | 1
6199 | 1
6200 | 1
6201 | 1
6202 | 1
6203 | 1
6204 | 1
6205 | 1
6206 | 1
6207 | 1
6208 | 1
6209 | 1
6210 | 1
6211 | 1
6212 | 1
6213 | 1
6214 | 1
6215 | 1
6216 | 1
6217 | 1
6218 | 1
6219 | 1
6220 | 1
6221 | 1
6222 | 1
6223 | 1
6224 | 1
6225 | 1
6226 | 1
6227 | 1
6228 | 1
6229 | 1
6230 | 1
6231 | 1
6232 | 1
6233 | 1
6234 | 1
6235 | 1
6236 | 1
6237 | 1
6238 | 1
6239 | 1
6240 | 1
6241 | 1
6242 | 1
6243 | 1
6244 | 1
6245 | 1
6246 | 1
6247 | 1
6248 | 1
6249 | 1
6250 | 1
6251 | 1
6252 | 1
6253 | 1
6254 | 1
6255 | 1
6256 | 1
6257 | 1
6258 | 1
6259 | 1
6260 | 1
6261 | 1
6262 | 1
6263 | 1
6264 | 1
6265 | 1
6266 | 1
6267 | 1
6268 | 1
6269 | 1
6270 | 1
6271 | 1
6272 | 1
6273 | 1
6274 | 1
6275 | 1
6276 | 1
6277 | 1
6278 | 1
6279 | 1
6280 | 1
6281 | 1
6282 | 1
6283 | 1
6284 | 1
6285 | 1
6286 | 1
6287 | 1
6288 | 1
6289 | 1
6290 | 1
6291 | 1
6292 | 1
6293 | 1
6294 | 1
6295 | 1
6296 | 1
6297 | 1
6298 | 1
6299 | 1
6300 | 1
6301 | 1
6302 | 1
6303 | 1
6304 | 1
6305 | 1
6306 | 1
6307 | 1
6308 | 1
6309 | 1
6310 | 1
6311 | 1
6312 | 1
6313 | 1
6314 | 1
6315 | 1
6316 | 1
6317 | 1
6318 | 1
6319 | 1
6320 | 1
6321 | 1
6322 | 1
6323 | 1
6324 | 1
6325 | 1
6326 | 1
6327 | 1
6328 | 1
6329 | 1
6330 | 1
6331 | 1
6332 | 1
6333 | 1
6334 | 1
6335 | 1
6336 | 1
6337 | 1
6338 | 1
6339 | 1
6340 | 1
6341 | 1
6342 | 1
6343 | 1
6344 | 1
6345 | 1
6346 | 1
6347 | 1
6348 | 1
6349 | 1
6350 | 1
6351 | 1
6352 | 1
6353 | 1
6354 | 1
6355 | 1
6356 | 1
6357 | 1
6358 | 1
6359 | 1
6360 | 1
6361 | 1
6362 | 1
6363 | 1
6364 | 1
6365 | 1
6366 | 1
6367 | 1
6368 | 1
6369 | 1
6370 | 1
6371 | 1
6372 | 1
6373 | 1
6374 | 1
6375 | 1
6376 | 1
6377 | 1
6378 | 1
6379 | 1
6380 | 1
6381 | 1
6382 | 1
6383 | 1
6384 | 1
6385 | 1
6386 | 1
6387 | 1
6388 | 1
6389 | 1
6390 | 1
6391 | 1
6392 | 1
6393 | 1
6394 | 1
6395 | 1
6396 | 1
6397 | 1
6398 | 1
6399 | 1
6400 | 1
6401 | 1
6402 | 1
6403 | 1
6404 | 1
6405 | 1
6406 | 1
6407 | 1
6408 | 1
6409 | 1
6410 | 1
6411 | 1
6412 | 1
6413 | 1
6414 | 1
6415 | 1
6416 | 1
6417 | 1
6418 | 1
6419 | 1
6420 | 1
6421 | 1
6422 | 1
6423 | 1
6424 | 1
6425 | 1
6426 | 1
6427 | 1
6428 | 1
6429 | 1
6430 | 1
6431 | 1
6432 | 1
6433 | 1
6434 | 1
6435 | 1
6436 | 1
6437 | 1
6438 | 1
6439 | 1
6440 | 1
6441 | 1
6442 | 1
6443 | 1
6444 | 1
6445 | 1
6446 | 1
6447 | 1
6448 | 1
6449 | 1
6450 | 1
6451 | 1
6452 | 1
6453 | 1
6454 | 1
6455 | 1
6456 | 1
6457 | 1
6458 | 1
6459 | 1
6460 | 1
6461 | 1
6462 | 1
6463 | 1
6464 | 1
6465 | 1
6466 | 1
6467 | 1
6468 | 1
6469 | 1
6470 | 1
6471 | 1
6472 | 1
6473 | 1
6474 | 1
6475 | 1
6476 | 1
6477 | 1
6478 | 1
6479 | 1
6480 | 1
6481 | 1
6482 | 1
6483 | 1
6484 | 1
6485 | 1
6486 | 1
6487 | 1
6488 | 1
6489 | 1
6490 | 1
6491 | 1
6492 | 1
6493 | 1
6494 | 1
6495 | 1
6496 | 1
6497 | 1
6498 | 1
6499 | 1
6500 | 1
6501 | 1
6502 | 1
6503 | 1
6504 | 1
6505 | 1
6506 | 1
6507 | 1
6508 | 1
6509 | 1
6510 | 1
6511 | 1
6512 | 1
6513 | 1
6514 | 1
6515 | 1
6516 | 1
6517 | 1
6518 | 1
6519 | 1
6520 | 1
6521 | 1
6522 | 1
6523 | 1
6524 | 1
6525 | 1
6526 | 1
6527 | 1
6528 | 1
6529 | 1
6530 | 1
6531 | 1
6532 | 1
6533 | 1
6534 | 1
6535 | 1
6536 | 1
6537 | 1
6538 | 1
6539 | 1
6540 | 1
6541 | 1
6542 | 1
6543 | 1
6544 | 1
6545 | 1
6546 | 1
6547 | 1
6548 | 1
6549 | 1
6550 | 1
6551 | 1
6552 | 1
6553 | 1
6554 | 1
6555 | 1
6556 | 1
6557 | 1
6558 | 1
6559 | 1
6560 | 1
6561 | 1
6562 | 1
6563 | 1
6564 | 1
6565 | 1
6566 | 1
6567 | 1
6568 | 1
6569 | 1
6570 | 1
6571 | 1
6572 | 1
6573 | 1
6574 | 1
6575 | 1
6576 | 1
6577 | 1
6578 | 1
6579 | 1
6580 | 1
6581 | 1
6582 | 1
6583 | 1
6584 | 1
6585 | 1
6586 | 1
6587 | 1
6588 | 1
6589 | 1
6590 | 1
6591 | 1
6592 | 1
6593 | 1
6594 | 1
6595 | 1
6596 | 1
6597 | 1
6598 | 1
6599 | 1
6600 | 1
6601 | 1
6602 | 1
6603 | 1
6604 | 1
6605 | 1
6606 | 1
6607 | 1
6608 | 1
6609 | 1
6610 | 1
6611 | 1
6612 | 1
6613 | 1
6614 | 1
6615 | 1
6616 | 1
6617 | 1
6618 | 1
6619 | 1
6620 | 1
6621 | 1
6622 | 1
6623 | 1
6624 | 1
6625 | 1
6626 | 1
6627 | 1
6628 | 1
6629 | 1
6630 | 1
6631 | 1
6632 | 1
6633 | 1
6634 | 1
6635 | 1
6636 | 1
6637 | 1
6638 | 1
6639 | 1
6640 | 1
6641 | 1
6642 | 1
6643 | 1
6644 | 1
6645 | 1
6646 | 1
6647 | 1
6648 | 1
6649 | 1
6650 | 1
6651 | 1
6652 | 1
6653 | 1
6654 | 1
6655 | 1
6656 | 1
6657 | 1
6658 | 1
6659 | 1
6660 | 1
6661 | 1
6662 | 1
6663 | 1
6664 | 1
6665 | 1
6666 | 1
6667 | 1
6668 | 1
6669 | 1
6670 | 1
6671 | 1
6672 | 1
6673 | 1
6674 | 1
6675 | 1
6676 | 1
6677 | 1
6678 | 1
6679 | 1
6680 | 1
6681 | 1
6682 | 1
6683 | 1
6684 | 1
6685 | 1
6686 | 1
6687 | 1
6688 | 1
6689 | 1
6690 | 1
6691 | 1
6692 | 1
6693 | 1
6694 | 1
6695 | 1
6696 | 1
6697 | 1
6698 | 1
6699 | 1
6700 | 1
6701 | 1
6702 | 1
6703 | 1
6704 | 1
6705 | 1
6706 | 1
6707 | 1
6708 | 1
6709 | 1
6710 | 1
6711 | 1
6712 | 1
6713 | 1
6714 | 1
6715 | 1
6716 | 1
6717 | 1
6718 | 1
6719 | 1
6720 | 1
6721 | 1
6722 | 1
6723 | 1
6724 | 1
6725 | 1
6726 | 1
6727 | 1
6728 | 1
6729 | 1
6730 | 1
6731 | 1
6732 | 1
6733 | 1
6734 | 1
6735 | 1
6736 | 1
6737 | 1
6738 | 1
6739 | 1
6740 | 1
6741 | 1
6742 | 1
6743 | 1
6744 | 1
6745 | 1
6746 | 1
6747 | 1
6748 | 1
6749 | 1
6750 | 1
6751 | 1
6752 | 1
6753 | 1
6754 | 1
6755 | 1
6756 | 1
6757 | 1
6758 | 1
6759 | 1
6760 | 1
6761 | 1
6762 | 1
6763 | 1
6764 | 1
6765 | 1
6766 | 1
6767 | 1
6768 | 1
6769 | 1
6770 | 1
6771 | 1
6772 | 1
6773 | 1
6774 | 1
6775 | 1
6776 | 1
6777 | 1
6778 | 1
6779 | 1
6780 | 1
6781 | 1
6782 | 1
6783 | 1
6784 | 1
6785 | 1
6786 | 1
6787 | 1
6788 | 1
6789 | 1
6790 | 1
6791 | 1
6792 | 1
6793 | 1
6794 | 1
6795 | 1
6796 | 1
6797 | 1
6798 | 1
6799 | 1
6800 | 1
6801 | 1
6802 | 1
6803 | 1
6804 | 1
6805 | 1
6806 | 1
6807 | 1
6808 | 1
6809 | 1
6810 | 1
6811 | 1
6812 | 1
6813 | 1
6814 | 1
6815 | 1
6816 | 1
6817 | 1
6818 | 1
6819 | 1
6820 | 1
6821 | 1
6822 | 1
6823 | 1
6824 | 1
6825 | 1
6826 | 1
6827 | 1
6828 | 1
6829 | 1
6830 | 1
6831 | 1
6832 | 1
6833 | 1
6834 | 1
6835 | 1
6836 | 1
6837 | 1
6838 | 1
6839 | 1
6840 | 1
6841 | 1
6842 | 1
6843 | 1
6844 | 1
6845 | 1
6846 | 1
6847 | 1
6848 | 1
6849 | 1
6850 | 1
6851 | 1
6852 | 1
6853 | 1
6854 | 1
6855 | 1
6856 | 1
6857 | 1
6858 | 1
6859 | 1
6860 | 1
6861 | 1
6862 | 1
6863 | 1
6864 | 1
6865 | 1
6866 | 1
6867 | 1
6868 | 1
6869 | 1
6870 | 1
6871 | 1
6872 | 1
6873 | 1
6874 | 1
6875 | 1
6876 | 1
6877 | 1
6878 | 1
6879 | 1
6880 | 1
6881 | 1
6882 | 1
6883 | 1
6884 | 1
6885 | 1
6886 | 1
6887 | 1
6888 | 1
6889 | 1
6890 | 1
6891 | 1
6892 | 1
6893 | 1
6894 | 1
6895 | 1
6896 | 1
6897 | 1
6898 | 1
6899 | 1
6900 | 1
6901 | 1
6902 | 1
6903 | 1
6904 | 1
6905 | 1
6906 | 1
6907 | 1
6908 | 1
6909 | 1
6910 | 1
6911 | 1
6912 | 1
6913 | 1
6914 | 1
6915 | 1
6916 | 1
6917 | 1
6918 | 1
6919 | 1
6920 | 1
6921 | 1
6922 | 1
6923 | 1
6924 | 1
6925 | 1
6926 | 1
6927 | 1
6928 | 1
6929 | 1
6930 | 1
6931 | 1
6932 | 1
6933 | 1
6934 | 1
6935 | 1
6936 | 1
6937 | 1
6938 | 1
6939 | 1
6940 | 1
6941 | 1
6942 | 1
6943 | 1
6944 | 1
6945 | 1
6946 | 1
6947 | 1
6948 | 1
6949 | 1
6950 | 1
6951 | 1
6952 | 1
6953 | 1
6954 | 1
6955 | 1
6956 | 1
6957 | 1
6958 | 1
6959 | 1
6960 | 1
6961 | 1
6962 | 1
6963 | 1
6964 | 1
6965 | 1
6966 | 1
6967 | 1
6968 | 1
6969 | 1
6970 | 1
6971 | 1
6972 | 1
6973 | 1
6974 | 1
6975 | 1
6976 | 1
6977 | 1
6978 | 1
6979 | 1
6980 | 1
6981 | 1
6982 | 1
6983 | 1
6984 | 1
6985 | 1
6986 | 1
6987 | 1
6988 | 1
6989 | 1
6990 | 1
6991 | 1
6992 | 1
6993 | 1
6994 | 1
6995 | 1
6996 | 1
6997 | 1
6998 | 1
6999 | 1
7000 | 1
7001 | 1
7002 | 1
7003 | 1
7004 | 1
7005 | 1
7006 | 1
7007 | 1
7008 | 1
7009 | 1
7010 | 1
7011 | 1
7012 | 1
7013 | 1
7014 | 1
7015 | 1
7016 | 1
7017 | 1
7018 | 1
7019 | 1
7020 | 1
7021 | 1
7022 | 1
7023 | 1
7024 | 1
7025 | 1
7026 | 1
7027 | 1
7028 | 1
7029 | 1
7030 | 1
7031 | 1
7032 | 1
7033 | 1
7034 | 1
7035 | 1
7036 | 1
7037 | 1
7038 | 1
7039 | 1
7040 | 1
7041 | 1
7042 | 1
7043 | 1
7044 | 1
7045 | 1
7046 | 1
7047 | 1
7048 | 1
7049 | 1
7050 | 1
7051 | 1
7052 | 1
7053 | 1
7054 | 1
7055 | 1
7056 | 1
7057 | 1
7058 | 1
7059 | 1
7060 | 1
7061 | 1
7062 | 1
7063 | 1
7064 | 1
7065 | 1
7066 | 1
7067 | 1
7068 | 1
7069 | 1
7070 | 1
7071 | 1
7072 | 1
7073 | 1
7074 | 1
7075 | 1
7076 | 1
7077 | 1
7078 | 1
7079 | 1
7080 | 1
7081 | 1
7082 | 1
7083 | 1
7084 | 1
7085 | 1
7086 | 1
7087 | 1
7088 | 1
7089 | 1
7090 | 1
7091 | 1
7092 | 1
7093 | 1
7094 | 1
7095 | 1
7096 | 1
7097 | 1
7098 | 1
7099 | 1
7100 | 1
7101 | 1
7102 | 1
7103 | 1
7104 | 1
7105 | 1
7106 | 1
7107 | 1
7108 | 1
7109 | 1
7110 | 1
7111 | 1
7112 | 1
7113 | 1
7114 | 1
7115 | 1
7116 | 1
7117 | 1
7118 | 1
7119 | 1
7120 | 1
7121 | 1
7122 | 1
7123 | 1
7124 | 1
7125 | 1
7126 | 1
7127 | 1
7128 | 1
7129 | 1
7130 | 1
7131 | 1
7132 | 1
7133 | 1
7134 | 1
7135 | 1
7136 | 1
7137 | 1
7138 | 1
7139 | 1
7140 | 1
7141 | 1
7142 | 1
7143 | 1
7144 | 1
7145 | 1
7146 | 1
7147 | 1
7148 | 1
7149 | 1
7150 | 1
7151 | 1
7152 | 1
7153 | 1
7154 | 1
7155 | 1
7156 | 1
7157 | 1
7158 | 1
7159 | 1
7160 | 1
7161 | 1
7162 | 1
7163 | 1
7164 | 1
7165 | 1
7166 | 1
7167 | 1
7168 | 1
7169 | 1
7170 | 1
7171 | 1
7172 | 1
7173 | 1
7174 | 1
7175 | 1
7176 | 1
7177 | 1
7178 | 1
7179 | 1
7180 | 1
7181 | 1
7182 | 1
7183 | 1
7184 | 1
7185 | 1
7186 | 1
7187 | 1
7188 | 1
7189 | 1
7190 | 1
7191 | 1
7192 | 1
7193 | 1
7194 | 1
7195 | 1
7196 | 1
7197 | 1
7198 | 1
7199 | 1
7200 | 1
7201 | 1
7202 | 1
7203 | 1
7204 | 1
7205 | 1
7206 | 1
7207 | 1
7208 | 1
7209 | 1
7210 | 1
7211 | 1
7212 | 1
7213 | 1
7214 | 1
7215 | 1
7216 | 1
7217 | 1
7218 | 1
7219 | 1
7220 | 1
7221 | 1
7222 | 1
7223 | 1
7224 | 1
7225 | 1
7226 | 1
7227 | 1
7228 | 1
7229 | 1
7230 | 1
7231 | 1
7232 | 1
7233 | 1
7234 | 1
7235 | 1
7236 | 1
7237 | 1
7238 | 1
7239 | 1
7240 | 1
7241 | 1
7242 | 1
7243 | 1
7244 | 1
7245 | 1
7246 | 1
7247 | 1
7248 | 1
7249 | 1
7250 | 1
7251 | 1
7252 | 1
7253 | 1
7254 | 1
7255 | 1
7256 | 1
7257 | 1
7258 | 1
7259 | 1
7260 | 1
7261 | 1
7262 | 1
7263 | 1
7264 | 1
7265 | 1
7266 | 1
7267 | 1
7268 | 1
7269 | 1
7270 | 1
7271 | 1
7272 | 1
7273 | 1
7274 | 1
7275 | 1
7276 | 1
7277 | 1
7278 | 1
7279 | 1
7280 | 1
7281 | 1
7282 | 1
7283 | 1
7284 | 1
7285 | 1
7286 | 1
7287 | 1
7288 | 1
7289 | 1
7290 | 1
7291 | 1
7292 | 1
7293 | 1
7294 | 1
7295 | 1
7296 | 1
7297 | 1
7298 | 1
7299 | 1
7300 | 1
7301 | 1
7302 | 1
7303 | 1
7304 | 1
7305 | 1
7306 | 1
7307 | 1
7308 | 1
7309 | 1
7310 | 1
7311 | 1
7312 | 1
7313 | 1
7314 | 1
7315 | 1
7316 | 1
7317 | 1
7318 | 1
7319 | 1
7320 | 1
7321 | 1
7322 | 1
7323 | 1
7324 | 1
7325 | 1
7326 | 1
7327 | 1
7328 | 1
7329 | 1
7330 | 1
7331 | 1
7332 | 1
7333 | 1
7334 | 1
7335 | 1
7336 | 1
7337 | 1
7338 | 1
7339 | 1
7340 | 1
7341 | 1
7342 | 1
7343 | 1
7344 | 1
7345 | 1
7346 | 1
7347 | 1
7348 | 1
7349 | 1
7350 | 1
7351 | 1
7352 | 1
7353 | 1
7354 | 1
7355 | 1
7356 | 1
7357 | 1
7358 | 1
7359 | 1
7360 | 1
7361 | 1
7362 | 1
7363 | 1
7364 | 1
7365 | 1
7366 | 1
7367 | 1
7368 | 1
7369 | 1
7370 | 1
7371 | 1
7372 | 1
7373 | 1
7374 | 1
7375 | 1
7376 | 1
7377 | 1
7378 | 1
7379 | 1
7380 | 1
7381 | 1
7382 | 1
7383 | 1
7384 | 1
7385 | 1
7386 | 1
7387 | 1
7388 | 1
7389 | 1
7390 | 1
7391 | 1
7392 | 1
7393 | 1
7394 | 1
7395 | 1
7396 | 1
7397 | 1
7398 | 1
7399 | 1
7400 | 1
7401 | 1
7402 | 1
7403 | 1
7404 | 1
7405 | 1
7406 | 1
7407 | 1
7408 | 1
7409 | 1
7410 | 1
7411 | 1
7412 | 1
7413 | 1
7414 | 1
7415 | 1
7416 | 1
7417 | 1
7418 | 1
7419 | 1
7420 | 1
7421 | 1
7422 | 1
7423 | 1
7424 | 1
7425 | 1
7426 | 1
7427 | 1
7428 | 1
7429 | 1
7430 | 1
7431 | 1
7432 | 1
7433 | 1
7434 | 1
7435 | 1
7436 | 1
7437 | 1
7438 | 1
7439 | 1
7440 | 1
7441 | 1
7442 | 1
7443 | 1
7444 | 1
7445 | 1
7446 | 1
7447 | 1
7448 | 1
7449 | 1
7450 | 1
7451 | 1
7452 | 1
7453 | 1
7454 | 1
7455 | 1
7456 | 1
7457 | 1
7458 | 1
7459 | 1
7460 | 1
7461 | 1
7462 | 1
7463 | 1
7464 | 1
7465 | 1
7466 | 1
7467 | 1
7468 | 1
7469 | 1
7470 | 1
7471 | 1
7472 | 1
7473 | 1
7474 | 1
7475 | 1
7476 | 1
7477 | 1
7478 | 1
7479 | 1
7480 | 1
7481 | 1
7482 | 1
7483 | 1
7484 | 1
7485 | 1
7486 | 1
7487 | 1
7488 | 1
7489 | 1
7490 | 1
7491 | 1
7492 | 1
7493 | 1
7494 | 1
7495 | 1
7496 | 1
7497 | 1
7498 | 1
7499 | 1
7500 | 1
7501 | 1
7502 | 1
7503 | 1
7504 | 1
7505 | 1
7506 | 1
7507 | 1
7508 | 1
7509 | 1
7510 | 1
7511 | 1
7512 | 1
7513 | 1
7514 | 1
7515 | 1
7516 | 1
7517 | 1
7518 | 1
7519 | 1
7520 | 1
7521 | 1
7522 | 1
7523 | 1
7524 | 1
7525 | 1
7526 | 1
7527 | 1
7528 | 1
7529 | 1
7530 | 1
7531 | 1
7532 | 1
7533 | 1
7534 | 1
7535 | 1
7536 | 1
7537 | 1
7538 | 1
7539 | 1
7540 | 1
7541 | 1
7542 | 1
7543 | 1
7544 | 1
7545 | 1
7546 | 1
7547 | 1
7548 | 1
7549 | 1
7550 | 1
7551 | 1
7552 | 1
7553 | 1
7554 | 1
7555 | 1
7556 | 1
7557 | 1
7558 | 1
7559 | 1
7560 | 1
7561 | 1
7562 | 1
7563 | 1
7564 | 1
7565 | 1
7566 | 1
7567 | 1
7568 | 1
7569 | 1
7570 | 1
7571 | 1
7572 | 1
7573 | 1
7574 | 1
7575 | 1
7576 | 1
7577 | 1
7578 | 1
7579 | 1
7580 | 1
7581 | 1
7582 | 1
7583 | 1
7584 | 1
7585 | 1
7586 | 1
7587 | 1
7588 | 1
7589 | 1
7590 | 1
7591 | 1
7592 | 1
7593 | 1
7594 | 1
7595 | 1
7596 | 1
7597 | 1
7598 | 1
7599 | 1
7600 | 1
7601 | 1
7602 | 1
7603 | 1
7604 | 1
7605 | 1
7606 | 1
7607 | 1
7608 | 1
7609 | 1
7610 | 1
7611 | 1
7612 | 1
7613 | 1
7614 | 1
7615 | 1
7616 | 1
7617 | 1
7618 | 1
7619 | 1
7620 | 1
7621 | 1
7622 | 1
7623 | 1
7624 | 1
7625 | 1
7626 | 1
7627 | 1
7628 | 1
7629 | 1
7630 | 1
7631 | 1
7632 | 1
7633 | 1
7634 | 1
7635 | 1
7636 | 1
7637 | 1
7638 | 1
7639 | 1
7640 | 1
7641 | 1
7642 | 1
7643 | 1
7644 | 1
7645 | 1
7646 | 1
7647 | 1
7648 | 1
7649 | 1
7650 | 1
7651 | 1
7652 | 1
7653 | 1
7654 | 1
7655 | 1
7656 | 1
7657 | 1
7658 | 1
7659 | 1
7660 | 1
7661 | 1
7662 | 1
7663 | 1
7664 | 1
7665 | 1
7666 | 1
7667 | 1
7668 | 1
7669 | 1
7670 | 1
7671 | 1
7672 | 1
7673 | 1
7674 | 1
7675 | 1
7676 | 1
7677 | 1
7678 | 1
7679 | 1
7680 | 1
7681 | 1
7682 | 1
7683 | 1
7684 | 1
7685 | 1
7686 | 1
7687 | 1
7688 | 1
7689 | 1
7690 | 1
7691 | 1
7692 | 1
7693 | 1
7694 | 1
7695 | 1
7696 | 1
7697 | 1
7698 | 1
7699 | 1
7700 | 1
7701 | 1
7702 | 1
7703 | 1
7704 | 1
7705 | 1
7706 | 1
7707 | 1
7708 | 1
7709 | 1
7710 | 1
7711 | 1
7712 | 1
7713 | 1
7714 | 1
7715 | 1
7716 | 1
7717 | 1
7718 | 1
7719 | 1
7720 | 1
7721 | 1
7722 | 1
7723 | 1
7724 | 1
7725 | 1
7726 | 1
7727 | 1
7728 | 1
7729 | 1
7730 | 1
7731 | 1
7732 | 1
7733 | 1
7734 | 1
7735 | 1
7736 | 1
7737 | 1
7738 | 1
7739 | 1
7740 | 1
7741 | 1
7742 | 1
7743 | 1
7744 | 1
7745 | 1
7746 | 1
7747 | 1
7748 | 1
7749 | 1
7750 | 1
7751 | 1
7752 | 1
7753 | 1
7754 | 1
7755 | 1
7756 | 1
7757 | 1
7758 | 1
7759 | 1
7760 | 1
7761 | 1
7762 | 1
7763 | 1
7764 | 1
7765 | 1
7766 | 1
7767 | 1
7768 | 1
7769 | 1
7770 | 1
7771 | 1
7772 | 1
7773 | 1
7774 | 1
7775 | 1
7776 | 1
7777 | 1
7778 | 1
7779 | 1
7780 | 1
7781 | 1
7782 | 1
7783 | 1
7784 | 1
7785 | 1
7786 | 1
7787 | 1
7788 | 1
7789 | 1
7790 | 1
7791 | 1
7792 | 1
7793 | 1
7794 | 1
7795 | 1
7796 | 1
7797 | 1
7798 | 1
7799 | 1
7800 | 1
7801 | 1
7802 | 1
7803 | 1
7804 | 1
7805 | 1
7806 | 1
7807 | 1
7808 | 1
7809 | 1
7810 | 1
7811 | 1
7812 | 1
7813 | 1
7814 | 1
7815 | 1
7816 | 1
7817 | 1
7818 | 1
7819 | 1
7820 | 1
7821 | 1
7822 | 1
7823 | 1
7824 | 1
7825 | 1
7826 | 1
7827 | 1
7828 | 1
7829 | 1
7830 | 1
7831 | 1
7832 | 1
7833 | 1
7834 | 1
7835 | 1
7836 | 1
7837 | 1
7838 | 1
7839 | 1
7840 | 1
7841 | 1
7842 | 1
7843 | 1
7844 | 1
7845 | 1
7846 | 1
7847 | 1
7848 | 1
7849 | 1
7850 | 1
7851 | 1
7852 | 1
7853 | 1
7854 | 1
7855 | 1
7856 | 1
7857 | 1
7858 | 1
7859 | 1
7860 | 1
7861 | 1
7862 | 1
7863 | 1
7864 | 1
7865 | 1
7866 | 1
7867 | 1
7868 | 1
7869 | 1
7870 | 1
7871 | 1
7872 | 1
7873 | 1
7874 | 1
7875 | 1
7876 | 1
7877 | 1
7878 | 1
7879 | 1
7880 | 1
7881 | 1
7882 | 1
7883 | 1
7884 | 1
7885 | 1
7886 | 1
7887 | 1
7888 | 1
7889 | 1
7890 | 1
7891 | 1
7892 | 1
7893 | 1
7894 | 1
7895 | 1
7896 | 1
7897 | 1
7898 | 1
7899 | 1
7900 | 1
7901 | 1
7902 | 1
7903 | 1
7904 | 1
7905 | 1
7906 | 1
7907 | 1
7908 | 1
7909 | 1
7910 | 1
7911 | 1
7912 | 1
7913 | 1
7914 | 1
7915 | 1
7916 | 1
7917 | 1
7918 | 1
7919 | 1
7920 | 1
7921 | 1
7922 | 1
7923 | 1
7924 | 1
7925 | 1
7926 | 1
7927 | 1
7928 | 1
7929 | 1
7930 | 1
7931 | 1
7932 | 1
7933 | 1
7934 | 1
7935 | 1
7936 | 1
7937 | 1
7938 | 1
7939 | 1
7940 | 1
7941 | 1
7942 | 1
7943 | 1
7944 | 1
7945 | 1
7946 | 1
7947 | 1
7948 | 1
7949 | 1
7950 | 1
7951 | 1
7952 | 1
7953 | 1
7954 | 1
7955 | 1
7956 | 1
7957 | 1
7958 | 1
7959 | 1
7960 | 1
7961 | 1
7962 | 1
7963 | 1
7964 | 1
7965 | 1
7966 | 1
7967 | 1
7968 | 1
7969 | 1
7970 | 1
7971 | 1
7972 | 1
7973 | 1
7974 | 1
7975 | 1
7976 | 1
7977 | 1
7978 | 1
7979 | 1
7980 | 1
7981 | 1
7982 | 1
7983 | 1
7984 | 1
7985 | 1
7986 | 1
7987 | 1
7988 | 1
7989 | 1
7990 | 1
7991 | 1
7992 | 1
7993 | 1
7994 | 1
7995 | 1
7996 | 1
7997 | 1
7998 | 1
7999 | 1
8000 | 1
8001 | 1
8002 | 1
8003 | 1
8004 | 1
8005 | 1
8006 | 1
8007 | 1
8008 | 1
8009 | 1
8010 | 1
8011 | 1
8012 | 1
8013 | 1
8014 | 1
8015 | 1
8016 | 1
8017 | 1
8018 | 1
8019 | 1
8020 | 1
8021 | 1
8022 | 1
8023 | 1
8024 | 1
8025 | 1
8026 | 1
8027 | 1
8028 | 1
8029 | 1
8030 | 1
8031 | 1
8032 | 1
8033 | 1
8034 | 1
8035 | 1
8036 | 1
8037 | 1
8038 | 1
8039 | 1
8040 | 1
8041 | 1
8042 | 1
8043 | 1
8044 | 1
8045 | 1
8046 | 1
8047 | 1
8048 | 1
8049 | 1
8050 | 1
8051 | 1
8052 | 1
8053 | 1
8054 | 1
8055 | 1
8056 | 1
8057 | 1
8058 | 1
8059 | 1
8060 | 1
8061 | 1
8062 | 1
8063 | 1
8064 | 1
8065 | 1
8066 | 1
8067 | 1
8068 | 1
8069 | 1
8070 | 1
8071 | 1
8072 | 1
8073 | 1
8074 | 1
8075 | 1
8076 | 1
8077 | 1
8078 | 1
8079 | 1
8080 | 1
8081 | 1
8082 | 1
8083 | 1
8084 | 1
8085 | 1
8086 | 1
8087 | 1
8088 | 1
8089 | 1
8090 | 1
8091 | 1
8092 | 1
8093 | 1
8094 | 1
8095 | 1
8096 | 1
8097 | 1
8098 | 1
8099 | 1
8100 | 1
8101 | 1
8102 | 1
8103 | 1
8104 | 1
8105 | 1
8106 | 1
8107 | 1
8108 | 1
8109 | 1
8110 | 1
8111 | 1
8112 | 1
8113 | 1
8114 | 1
8115 | 1
8116 | 1
8117 | 1
8118 | 1
8119 | 1
8120 | 1
8121 | 1
8122 | 1
8123 | 1
8124 | 1
8125 | 1
8126 | 1
8127 | 1
8128 | 1
8129 | 1
8130 | 1
8131 | 1
8132 | 1
8133 | 1
8134 | 1
8135 | 1
8136 | 1
8137 | 1
8138 | 1
8139 | 1
8140 | 1
8141 | 1
8142 | 1
8143 | 1
8144 | 1
8145 | 1
8146 | 1
8147 | 1
8148 | 1
8149 | 1
8150 | 1
8151 | 1
8152 | 1
8153 | 1
8154 | 1
8155 | 1
8156 | 1
8157 | 1
8158 | 1
8159 | 1
8160 | 1
8161 | 1
8162 | 1
8163 | 1
8164 | 1
8165 | 1
8166 | 1
8167 | 1
8168 | 1
8169 | 1
8170 | 1
8171 | 1
8172 | 1
8173 | 1
8174 | 1
8175 | 1
8176 | 1
8177 | 1
8178 | 1
8179 | 1
8180 | 1
8181 | 1
8182 | 1
8183 | 1
8184 | 1
8185 | 1
8186 | 1
8187 | 1
8188 | 1
8189 | 1
8190 | 1
8191 | 1
8192 | 1
8193 | 1
8194 | 1
8195 | 1
8196 | 1
8197 | 1
8198 | 1
8199 | 1
8200 | 1
8201 | 1
8202 | 1
8203 | 1
8204 | 1
8205 | 1
8206 | 1
8207 | 1
8208 | 1
8209 | 1
8210 | 1
8211 | 1
8212 | 1
8213 | 1
8214 | 1
8215 | 1
8216 | 1
8217 | 1
8218 | 1
8219 | 1
8220 | 1
8221 | 1
8222 | 1
8223 | 1
8224 | 1
8225 | 1
8226 | 1
8227 | 1
8228 | 1
8229 | 1
8230 | 1
8231 | 1
8232 | 1
8233 | 1
8234 | 1
8235 | 1
8236 | 1
8237 | 1
8238 | 1
8239 | 1
8240 | 1
8241 | 1
8242 | 1
8243 | 1
8244 | 1
8245 | 1
8246 | 1
8247 | 1
8248 | 1
8249 | 1
8250 | 1
8251 | 1
8252 | 1
8253 | 1
8254 | 1
8255 | 1
8256 | 1
8257 | 1
8258 | 1
8259 | 1
8260 | 1
8261 | 1
8262 | 1
8263 | 1
8264 | 1
8265 | 1
8266 | 1
8267 | 1
8268 | 1
8269 | 1
8270 | 1
8271 | 1
8272 | 1
8273 | 1
8274 | 1
8275 | 1
8276 | 1
8277 | 1
8278 | 1
8279 | 1
8280 | 1
8281 | 1
8282 | 1
8283 | 1
8284 | 1
8285 | 1
8286 | 1
8287 | 1
8288 | 1
8289 | 1
8290 | 1
8291 | 1
8292 | 1
8293 | 1
8294 | 1
8295 | 1
8296 | 1
8297 | 1
8298 | 1
8299 | 1
8300 | 1
8301 | 1
8302 | 1
8303 | 1
8304 | 1
8305 | 1
8306 | 1
8307 | 1
8308 | 1
8309 | 1
8310 | 1
8311 | 1
8312 | 1
8313 | 1
8314 | 1
8315 | 1
8316 | 1
8317 | 1
8318 | 1
8319 | 1
8320 | 1
8321 | 1
8322 | 1
8323 | 1
8324 | 1
8325 | 1
8326 | 1
8327 | 1
8328 | 1
8329 | 1
8330 | 1
8331 | 1
8332 | 1
8333 | 1
8334 | 1
8335 | 1
8336 | 1
8337 | 1
8338 | 1
8339 | 1
8340 | 1
8341 | 1
8342 | 1
8343 | 1
8344 | 1
8345 | 1
8346 | 1
8347 | 1
8348 | 1
8349 | 1
8350 | 1
8351 | 1
8352 | 1
8353 | 1
8354 | 1
8355 | 1
8356 | 1
8357 | 1
8358 | 1
8359 | 1
8360 | 1
8361 | 1
8362 | 1
8363 | 1
8364 | 1
8365 | 1
8366 | 1
8367 | 1
8368 | 1
8369 | 1
8370 | 1
8371 | 1
8372 | 1
8373 | 1
8374 | 1
8375 | 1
8376 | 1
8377 | 1
8378 | 1
8379 | 1
8380 | 1
8381 | 1
8382 | 1
8383 | 1
8384 | 1
8385 | 1
8386 | 1
8387 | 1
8388 | 1
8389 | 1
8390 | 1
8391 | 1
8392 | 1
8393 | 1
8394 | 1
8395 | 1
8396 | 1
8397 | 1
8398 | 1
8399 | 1
8400 | 1
8401 | 1
8402 | 1
8403 | 1
8404 | 1
8405 | 1
8406 | 1
8407 | 1
8408 | 1
8409 | 1
8410 | 1
8411 | 1
8412 | 1
8413 | 1
8414 | 1
8415 | 1
8416 | 1
8417 | 1
8418 | 1
8419 | 1
8420 | 1
8421 | 1
8422 | 1
8423 | 1
8424 | 1
8425 | 1
8426 | 1
8427 | 1
8428 | 1
8429 | 1
8430 | 1
8431 | 1
8432 | 1
8433 | 1
8434 | 1
8435 | 1
8436 | 1
8437 | 1
8438 | 1
8439 | 1
8440 | 1
8441 | 1
8442 | 1
8443 | 1
8444 | 1
8445 | 1
8446 | 1
8447 | 1
8448 | 1
8449 | 1
8450 | 1
8451 | 1
8452 | 1
8453 | 1
8454 | 1
8455 | 1
8456 | 1
8457 | 1
8458 | 1
8459 | 1
8460 | 1
8461 | 1
8462 | 1
8463 | 1
8464 | 1
8465 | 1
8466 | 1
8467 | 1
8468 | 1
8469 | 1
8470 | 1
8471 | 1
8472 | 1
8473 | 1
8474 | 1
8475 | 1
8476 | 1
8477 | 1
8478 | 1
8479 | 1
8480 | 1
8481 | 1
8482 | 1
8483 | 1
8484 | 1
8485 | 1
8486 | 1
8487 | 1
8488 | 1
8489 | 1
8490 | 1
8491 | 1
8492 | 1
8493 | 1
8494 | 1
8495 | 1
8496 | 1
8497 | 1
8498 | 1
8499 | 1
8500 | 1
8501 | 1
8502 | 1
8503 | 1
8504 | 1
8505 | 1
8506 | 1
8507 | 1
8508 | 1
8509 | 1
8510 | 1
8511 | 1
8512 | 1
8513 | 1
8514 | 1
8515 | 1
8516 | 1
8517 | 1
8518 | 1
8519 | 1
8520 | 1
8521 | 1
8522 | 1
8523 | 1
8524 | 1
8525 | 1
8526 | 1
8527 | 1
8528 | 1
8529 | 1
8530 | 1
8531 | 1
8532 | 1
8533 | 1
8534 | 1
8535 | 1
8536 | 1
8537 | 1
8538 | 1
8539 | 1
8540 | 1
8541 | 1
8542 | 1
8543 | 1
8544 | 1
8545 | 1
8546 | 1
8547 | 1
8548 | 1
8549 | 1
8550 | 1
8551 | 1
8552 | 1
8553 | 1
8554 | 1
8555 | 1
8556 | 1
8557 | 1
8558 | 1
8559 | 1
8560 | 1
8561 | 1
8562 | 1
8563 | 1
8564 | 1
8565 | 1
8566 | 1
8567 | 1
8568 | 1
8569 | 1
8570 | 1
8571 | 1
8572 | 1
8573 | 1
8574 | 1
8575 | 1
8576 | 1
8577 | 1
8578 | 1
8579 | 1
8580 | 1
8581 | 1
8582 | 1
8583 | 1
8584 | 1
8585 | 1
8586 | 1
8587 | 1
8588 | 1
8589 | 1
8590 | 1
8591 | 1
8592 | 1
8593 | 1
8594 | 1
8595 | 1
8596 | 1
8597 | 1
8598 | 1
8599 | 1
8600 | 1
8601 | 1
8602 | 1
8603 | 1
8604 | 1
8605 | 1
8606 | 1
8607 | 1
8608 | 1
8609 | 1
8610 | 1
8611 | 1
8612 | 1
8613 | 1
8614 | 1
8615 | 1
8616 | 1
8617 | 1
8618 | 1
8619 | 1
8620 | 1
8621 | 1
8622 | 1
8623 | 1
8624 | 1
8625 | 1
8626 | 1
8627 | 1
8628 | 1
8629 | 1
8630 | 1
8631 | 1
8632 | 1
8633 | 1
8634 | 1
8635 | 1
8636 | 1
8637 | 1
8638 | 1
8639 | 1
8640 | 1
8641 | 1
8642 | 1
8643 | 1
8644 | 1
8645 | 1
8646 | 1
8647 | 1
8648 | 1
8649 | 1
8650 | 1
8651 | 1
8652 | 1
8653 | 1
8654 | 1
8655 | 1
8656 | 1
8657 | 1
8658 | 1
8659 | 1
8660 | 1
8661 | 1
8662 | 1
8663 | 1
8664 | 1
8665 | 1
8666 | 1
8667 | 1
8668 | 1
8669 | 1
8670 | 1
8671 | 1
8672 | 1
8673 | 1
8674 | 1
8675 | 1
8676 | 1
8677 | 1
8678 | 1
8679 | 1
8680 | 1
8681 | 1
8682 | 1
8683 | 1
8684 | 1
8685 | 1
8686 | 1
8687 | 1
8688 | 1
8689 | 1
8690 | 1
8691 | 1
8692 | 1
8693 | 1
8694 | 1
8695 | 1
8696 | 1
8697 | 1
8698 | 1
8699 | 1
8700 | 1
8701 | 1
8702 | 1
8703 | 1
8704 | 1
8705 | 1
8706 | 1
8707 | 1
8708 | 1
8709 | 1
8710 | 1
8711 | 1
8712 | 1
8713 | 1
8714 | 1
8715 | 1
8716 | 1
8717 | 1
8718 | 1
8719 | 1
8720 | 1
8721 | 1
8722 | 1
8723 | 1
8724 | 1
8725 | 1
8726 | 1
8727 | 1
8728 | 1
8729 | 1
8730 | 1
8731 | 1
8732 | 1
8733 | 1
8734 | 1
8735 | 1
8736 | 1
8737 | 1
8738 | 1
8739 | 1
8740 | 1
8741 | 1
8742 | 1
8743 | 1
8744 | 1
8745 | 1
8746 | 1
8747 | 1
8748 | 1
8749 | 1
8750 | 1
8751 | 1
8752 | 1
8753 | 1
8754 | 1
8755 | 1
8756 | 1
8757 | 1
8758 | 1
8759 | 1
8760 | 1